## Sheet1
variables | type | units | values | description
financese.machine_rating | input | kW | [15000.]
financese.offset_tcc_per_kW | input | USD/kW | [0.]
financese.opex_per_kW | input | USD/kW/year | [137.]
financese.plant_aep_in | input | kW*h | [0.]
financese.wake_loss_factor | input |  | [0.15]
financese.fixed_charge_rate | input |  | [0.056]
financese.electricity_price | input | USD/kW/h | [0.04]
financese.reserve_margin_price | input | USD/kW/year | [120.]
financese.capacity_credit | input |  | [0.]
financese.benchmark_price | input | USD/kW/h | [0.071]
financese.turbine_number | input | Unavailable | 40
orbit.site_depth | input | m | [30.] | Site depth.
orbit.site_distance | input | km | [115.] | Distance from site to installation port.
orbit.site_distance_to_landfall | input | km | [50.] | Distance from site to landfall for export cable.
orbit.interconnection_distance | input | km | [8.5] | Distance from landfall to interconnection.
orbit.plant_turbine_spacing | input |  | [7.] | Turbine spacing in rotor diameters.
orbit.plant_row_spacing | input |  | [7.] | Row spacing in rotor diameters. Not used in ring layouts.
orbit.plant_substation_distance | input | km | [1.] | Distance from first turbine in string to substation.
orbit.turbine_rating | input | MW | [15.] | Rated capacity of a turbine.
orbit.tower_deck_space | input | m**2 | [25.] | Deck space required to transport the tower. Defaults to 0 in order to not be a constraint on installation.
orbit.nacelle_deck_space | input | m**2 | [25.] | Deck space required to transport the rotor nacelle assembly (RNA). Defaults to 0 in order to not be a constraint on installation.
orbit.blade_deck_space | input | m**2 | [100.] | Deck space required to transport a blade. Defaults to 0 in order to not be a constraint on installation.
orbit.mooring_line_mass | input | kg | [10000.] | Total mass of a mooring line
orbit.mooring_line_diameter | input | m | [0.1] | Cross-sectional diameter of a mooring line
orbit.mooring_line_length | input | m | [1000.] | Unstretched mooring line length
orbit.anchor_mass | input | kg | [10000.] | Total mass of an anchor
orbit.mooring_line_cost | input | USD | [500000.] | Mooring line unit cost.
orbit.mooring_anchor_cost | input | USD | [100000.] | Mooring line unit cost.
orbit.port_cost_per_month | input | USD/mo | [2000000.] | Monthly port costs.
orbit.takt_time | input | h | [170.] | Substructure assembly cycle time when doing assembly at the port.
orbit.floating_substructure_cost | input | USD | [10000000.] | Floating substructure unit cost.
orbit.monopile_diameter | input | m | [8.51863396] | Diameter of monopile.
orbit.jacket_length | input | m | [65.] | Length/height of jacket (including pile/buckets).
orbit.jacket_mass | input | t | [900.] | mass of an individual jacket.
orbit.jacket_cost | input | USD | [4000000.] | Jacket unit cost.
orbit.jacket_r_foot | input | m | [10.] | Radius of jacket legs at base from centeroid.
orbit.transition_piece_mass | input | t | [100.] | mass of an individual transition piece.
orbit.transition_piece_deck_space | input | m**2 | [25.] | Deck space required to transport a transition piece. Defaults to 0 in order to not be a constraint on installation.
orbit.transition_piece_cost | input | USD | [500000.] | Transition piece unit cost.
orbit.site_auction_price | input | USD | [1.e+08] | Cost to secure site lease
orbit.site_assessment_plan_cost | input | USD | [1000000.] | Cost to do engineering plan for site assessment
orbit.site_assessment_cost | input | USD | [25000000.] | Cost to execute site assessment
orbit.construction_operations_plan_cost | input | USD | [2500000.] | Cost to do construction planning
orbit.boem_review_cost | input | USD | [0.] | Cost for additional review by U.S. Dept of Interior Bureau of Ocean Energy Management (BOEM)
orbit.design_install_plan_cost | input | USD | [2500000.] | Cost to do installation planning
orbit.commissioning_pct | input |  | [0.01] | Commissioning percent.
orbit.decommissioning_pct | input |  | [0.15] | Decommissioning percent.
orbit.wtiv | input | Unavailable | example_wtiv | Vessel configuration to use for installation of foundations and turbines.
orbit.feeder | input | Unavailable | future_feeder | Vessel configuration to use for (optional) feeder barges.
orbit.num_feeders | input | Unavailable | 1 | Number of feeder barges to use for installation of foundations and turbines.
orbit.num_towing | input | Unavailable | 1 | Number of towing vessels to use for floating platforms that are assembled at port (with or without the turbine).
orbit.num_station_keeping | input | Unavailable | 3 | Number of station keeping vessels that attach to floating platforms under tow-out.
orbit.oss_install_vessel | input | Unavailable | example_heavy_lift_vessel | Vessel configuration to use for installation of offshore substations.
orbit.number_of_turbines | input | Unavailable | 40 | Number of turbines.
orbit.number_of_blades | input | Unavailable | 3 | Number of blades per turbine.
orbit.num_mooring_lines | input | Unavailable | 3 | Number of mooring lines per platform.
orbit.anchor_type | input | Unavailable | drag_embedment | Number of mooring lines per platform.
orbit.num_assembly_lines | input | Unavailable | 1 | Number of assembly lines used when assembly occurs at the port.
orbit.num_port_cranes | input | Unavailable | 1 | Number of cranes used at the port to load feeders / WTIVS when assembly occurs on-site or assembly cranes when assembling at port.
outputs_2_screen.My_std | input | N*m | [0.]
outputs_2_screen.flp1_std | input | deg | [0.]
outputs_2_screen.PC_omega | input | rad/s | [0.]
outputs_2_screen.PC_zeta | input |  | [0.]
outputs_2_screen.VS_omega | input | rad/s | [0.]
outputs_2_screen.VS_zeta | input |  | [0.]
outputs_2_screen.Flp_omega | input | rad/s | [0.]
outputs_2_screen.Flp_zeta | input |  | [0.]
fixedse.yaw | input | deg | [0.]
fixedse.rho_water | input | kg/m**3 | [1025.]
fixedse.z0 | input | m | [0.]
fixedse.water_depth | input | m | [-30.]
fixedse.Uc | input | m/s | [0.] | mean current speed
fixedse.Hsig_wave | input | m | [4.52]
fixedse.Tsig_wave | input | s | [9.45]
fixedse.beta_wave | input | deg | [0.]
fixedse.mu_water | input | kg/m/s | [0.0013351]
fixedse.ca_usr | input |  | [-1. -1. -1. -1. -1. -1. -1. -1. -1. -1. -1. -1. -1. -1. -1. -1. -1. -1. -1.]
fixedse.cd_usr | input |  | [-1. -1. -1. -1. -1. -1. -1. -1. -1. -1. -1. -1. -1. -1. -1. -1. -1. -1. -1.]
fixedse.shearExp | input |  | [0.12]
fixedse.beta_wind | input | deg | [0.]
fixedse.rho_air | input | kg/m**3 | [1.225]
fixedse.mu_air | input | kg/m/s | [1.81e-05]
fixedse.s_all | input |  | [0. 0. 0. 0. 0. 0. 0. 0. 0. 0. 0. 0. 0. 0. 0. 0. 0. 0. 0.]
fixedse.transition_piece_mass | input | kg | [100000.]
fixedse.gravity_foundation_mass | input | kg | [0.]
fixedse.post.section_L | input | m | [0. 0. 0. 0. 0. 0. 0. 0. 0. 0. 0. 0. 0. 0. 0. 0. 0. 0.]
fixedse.post_monopile_tower.section_rho | input | kg/m**3 | [0. 0. 0. 0. 0. 0. 0. 0. 0. 0. 0. 0. 0. 0. 0. 0. 0. 0. 0. 0. 0. 0. 0. 0. 0. 0. 0. 0. 0. 0.]
fixedse.post_monopile_tower.section_E | input | Pa | [0. 0. 0. 0. 0. 0. 0. 0. 0. 0. 0. 0. 0. 0. 0. 0. 0. 0. 0. 0. 0. 0. 0. 0. 0. 0. 0. 0. 0. 0.]
fixedse.post_monopile_tower.section_G | input | Pa | [0. 0. 0. 0. 0. 0. 0. 0. 0. 0. 0. 0. 0. 0. 0. 0. 0. 0. 0. 0. 0. 0. 0. 0. 0. 0. 0. 0. 0. 0.]
fixedse.post_monopile_tower.section_L | input | m | [0. 0. 0. 0. 0. 0. 0. 0. 0. 0. 0. 0. 0. 0. 0. 0. 0. 0. 0. 0. 0. 0. 0. 0. 0. 0. 0. 0. 0. 0.]
tcc.bearing_mass_cost_coeff | input | USD/kg | [4.5]
tcc.bedplate_mass_cost_coeff | input | USD/kg | [2.9]
tcc.blade_mass_cost_coeff | input | USD/kg | [14.6]
tcc.brake_mass_cost_coeff | input | USD/kg | [3.6254]
tcc.machine_rating | input | kW | [15000.]
tcc.controls_machine_rating_cost_coeff | input | USD/kW | [21.15]
tcc.converter_mass_cost_coeff | input | USD/kg | [18.8]
tcc.cover_mass_cost_coeff | input | USD/kg | [5.7]
tcc.elec_connec_machine_rating_cost_coeff | input | USD/kW | [41.85]
tcc.gearbox_torque_density | input | N*m/kg | [200.] | In 2024, modern 5-7MW gearboxes are able to reach 200 Nm/kg
tcc.gearbox_torque_cost | input | USD/kN/m | [50.] | In 2024, modern 5-7MW gearboxes cost approx $50/kNm
tcc.generator_mass_cost_coeff | input | USD/kg | [12.4]
tcc.hss_mass_cost_coeff | input | USD/kg | [6.8]
tcc.hub_assemblyCostMultiplier | input |  | [0.]
tcc.hub_overheadCostMultiplier | input |  | [0.]
tcc.hub_profitMultiplier | input |  | [0.]
tcc.hub_transportMultiplier | input |  | [0.]
tcc.hub_mass_cost_coeff | input | USD/kg | [3.9]
tcc.hvac_mass_cost_coeff | input | USD/kg | [124.]
tcc.lss_mass_cost_coeff | input | USD/kg | [11.9]
tcc.nacelle_assemblyCostMultiplier | input |  | [0.]
tcc.nacelle_overheadCostMultiplier | input |  | [0.]
tcc.nacelle_profitMultiplier | input |  | [0.]
tcc.nacelle_transportMultiplier | input |  | [0.]
tcc.main_bearing_number | input | Unavailable | 2
tcc.pitch_system_mass_cost_coeff | input | USD/kg | [22.1]
tcc.platforms_mass_cost_coeff | input | USD/kg | [17.1]
tcc.crane_cost | input | USD | [12000.]
tcc.crane | input | Unavailable | FALSE
tcc.blade_number | input | Unavailable | 3
tcc.spinner_mass_cost_coeff | input | USD/kg | [11.1]
tcc.tower_assemblyCostMultiplier | input |  | [0.]
tcc.tower_overheadCostMultiplier | input |  | [0.]
tcc.tower_profitMultiplier | input |  | [0.]
tcc.tower_transportMultiplier | input |  | [0.]
tcc.tower_mass_cost_coeff | input | USD/kg | [2.96116666]
tcc.transformer_mass_cost_coeff | input | USD/kg | [18.8]
tcc.turbine_assemblyCostMultiplier | input |  | [0.]
tcc.turbine_overheadCostMultiplier | input |  | [0.]
tcc.turbine_profitMultiplier | input |  | [0.]
tcc.turbine_transportMultiplier | input |  | [0.]
tcc.yaw_mass_cost_coeff | input | USD/kg | [8.3]
tcons.blade_number | input | Unavailable | 3
tcons.precone | input | deg | [4.]
tcons.tilt | input | deg | [6.]
tcons.overhang | input | m | [12.0313]
tcons.outer_diameter_full | input | m | [8.51863396 8.51863396 8.51863396 6. 6. ]
tcons.max_allowable_td_ratio | input |  | [1.4175]
tcons.rotor_orientation | input | Unavailable | upwind
towerse.env.distLoads.waveLoads_Px | input | N/m | [0. 0. 0. 0. 0. 0. 0. 0. 0. 0. 0. 0. 0.]
towerse.env.distLoads.waveLoads_Py | input | N/m | [0. 0. 0. 0. 0. 0. 0. 0. 0. 0. 0. 0. 0.]
towerse.env.distLoads.waveLoads_Pz | input | N/m | [0. 0. 0. 0. 0. 0. 0. 0. 0. 0. 0. 0. 0.]
towerse.env.distLoads.waveLoads_qdyn | input | N/m**2 | [0. 0. 0. 0. 0. 0. 0. 0. 0. 0. 0. 0. 0.]
towerse.env.distLoads.waveLoads_z | input | m | [0. 0. 0. 0. 0. 0. 0. 0. 0. 0. 0. 0. 0.]
towerse.env.distLoads.waveLoads_beta | input | deg | [0.]
towerse.yaw | input | deg | [0.]
towerse.z0 | input | m | [0.]
towerse.shearExp | input |  | [0.12]
towerse.beta_wind | input | deg | [0.]
towerse.rho_air | input | kg/m**3 | [1.225]
towerse.mu_air | input | kg/m/s | [1.81e-05]
towerse.cd_usr | input |  | [-1. -1. -1. -1. -1. -1. -1. -1. -1. -1. -1. -1. -1.]
towerse.s_all | input |  | [0. 0. 0. 0. 0. 0. 0. 0. 0. 0. 0. 0. 0.]
fixedse.member.ca_usr_grid | input |  | [0. 0. 0. 0. 0. 0. 0.]
fixedse.member.cd_usr_grid | input |  | [0. 0. 0. 0. 0. 0. 0.]
fixedse.member.s_ghost1 | input |  | [0.]
fixedse.member.s_ghost2 | input |  | [1.]
fixedse.s_const2 | input |  | [0.]
fixedse.monopile_layer_thickness | input | m | [[0.075 0.075 0.075 0.075 0.075 0.075 0.075]]
fixedse.monopile_outer_diameter_in | input | m | [8.51863396 8.51863396 8.51863396 8.51863396 8.51863396 8.51863396 8.51863396]
fixedse.E_mat | input | Pa | [[3.440e+09 3.440e+09 3.440e+09] [2.000e+11 2.000e+11 2.000e+11] [2.050e+11 2.050e+11 2.050e+11] [1.180e+11 1.180e+11 1.180e+11] [4.460e+10 1.700e+10 1.670e+10] [1.145e+11 8.390e+09 8.390e+09] [1.110e+10 1.110e+10 1.670e+10] [2.870e+10 1.660e+10 1.670e+10] [1.292e+08 1.292e+08 1.292e+08] [1.000e+06 1.000e+06 1.000e+06] [4.560e+06 4.560e+06 4.560e+06]]
fixedse.E_user | input | Pa | [0.]
fixedse.G_mat | input | Pa | [[1.32300000e+09 1.32300000e+09 1.32300000e+09] [7.93000000e+10 7.93000000e+10 7.93000000e+10] [8.00000000e+10 8.00000000e+10 8.00000000e+10] [4.76000000e+10 4.76000000e+10 4.76000000e+10] [3.27000000e+09 3.48000000e+09 3.50000000e+09] [5.99000000e+09 5.99000000e+09 5.99000000e+09] [1.35300000e+10 3.49000000e+09 3.49000000e+09] [8.40000000e+09 3.49000000e+09 3.49000000e+09] [4.89469697e+07 4.89469697e+07 4.89469697e+07] [3.12500000e+05 3.12500000e+05 3.12500000e+05] [1.52000000e+06 1.52000000e+06 1.52000000e+06]]
fixedse.sigma_y_mat | input | Pa | [0.00e+00 3.45e+08 4.85e+08 2.65e+08 0.00e+00 0.00e+00 0.00e+00 0.00e+00 0.00e+00 0.00e+00 0.00e+00]
fixedse.sigma_ult_mat | input | Pa | [[7.400e+01 7.400e+01 7.400e+01] [4.500e+08 4.500e+08 4.500e+08] [8.140e+08 8.140e+08 8.140e+08] [3.100e+08 3.100e+08 3.100e+08] [6.092e+08 3.810e+07 1.529e+07] [1.546e+09 0.000e+00 0.000e+00] [4.290e+07 4.260e+07 1.530e+07] [3.960e+08 7.640e+07 1.530e+07] [2.083e+06 2.083e+06 2.083e+06] [0.000e+00 0.000e+00 0.000e+00] [6.900e+05 6.900e+05 6.900e+05]]
fixedse.wohler_exp_mat | input |  | [ 1. 3. 3. 3. 10. 16.1 10. 10. 1. 1. 1. ]
fixedse.wohler_A_mat | input |  | [8.70000000e+01 3.55346484e+10 3.55346484e+10 3.55346484e+10 6.09200000e+08 1.54600000e+09 1.13200000e+08 4.48900000e+08 2.08300000e+06 0.00000000e+00 6.90000000e+05]
fixedse.rho_mat | input | kg/m**3 | [1235. 7800. 7850. 7200. 1940. 1220. 1940. 1940. 130. 1150. 1100.]
fixedse.unit_cost_mat | input | USD/kg | [ 7.23 0.7 0.9 0.5 1.87 30. 3. 2.86 13. 3.63 9. ]
fixedse.outfitting_factor_in | input |  | [1.07]
fixedse.monopile_layer_materials | input | Unavailable | ['steel']
fixedse.member.ballast_materials | input | Unavailable | []
fixedse.material_names | input | Unavailable | ['Gelcoat', 'steel', 'steel_drive', 'cast_iron', 'glass_uni', 'CarbonUD', 'glass_biax', 'glass_triax', 'medium_density_foam', 'resin', 'adhesive']
fixedse.labor_cost_rate | input | USD/min | [0.98]
fixedse.painting_cost_rate | input | USD/m**2 | [30.]
fixedse.transition_piece_cost | input | USD | [500000.]
fixedse.tower_base_diameter | input | m | [8.51863396]
fixedse.monopile_top_diameter | input | m | [8.51863396]
fixedse.G_soil | input | Pa | [1.4e+08]
fixedse.nu_soil | input |  | [0.4]
fixedse.soil.k_usr | input | N/m | [-1. -1. -1. -1. -1. -1.]
rotorse.ccblade.Uhub | input | m/s | [9.] | Undisturbed wind speed
rotorse.tsr | input |  | [9.] | Tip speed ratio
rotorse.pitch | input | deg | [0.] | Pitch angle
rotorse.ccblade.s_opt_chord | input |  | [0. 0.03448276 0.06896552 0.10344828 0.13793103 0.17241379 0.20689655 0.24137931 0.27586207 0.31034483 0.34482759 0.37931034 0.4137931 0.44827586 0.48275862 0.51724138 0.55172414 0.5862069 0.62068966 0.65517241 0.68965517 0.72413793 0.75862069 0.79310345 0.82758621 0.86206897 0.89655172 0.93103448 0.96551724 1. ] | 1D array of the non-dimensional spanwise grid defined along blade axis to optimize the blade chord
rotorse.ccblade.s_opt_theta | input |  | [0. 0.03448276 0.06896552 0.10344828 0.13793103 0.17241379 0.20689655 0.24137931 0.27586207 0.31034483 0.34482759 0.37931034 0.4137931 0.44827586 0.48275862 0.51724138 0.55172414 0.5862069 0.62068966 0.65517241 0.68965517 0.72413793 0.75862069 0.79310345 0.82758621 0.86206897 0.89655172 0.93103448 0.96551724 1. ] | 1D array of the non-dimensional spanwise grid defined along blade axis to optimize the blade twist
rotorse.ccblade.aoa_op | input | rad | [3.14159265 3.14159265 3.14159265 3.14159265 3.14159265 3.14159265 3.14159265 3.14159265 3.14159265 3.14159265 3.14159265 3.14159265 3.14159265 3.14159265 3.14159265 3.14159265 3.14159265 3.14159265 3.14159265 3.14159265 3.14159265 3.14159265 3.14159265 3.14159265 3.14159265 3.14159265 3.14159265 3.14159265 3.14159265 3.14159265] | 1D array with the operational angles of attack for the airfoils along blade span.
rotorse.airfoils_aoa | input | deg | [-180. -177. -174. -171. -168. -165. -162. -159. -156. -153. -150. -147. -144. -141. -138. -135. -132. -129. -126. -123. -120. -117. -114. -111. -108. -105. -102. -99. -96. -93. -90. -87. -84. -81. -78. -75. -72. -69. -66. -63. -60. -57. -54. -51. -48. -45. -42. -39. -36. -33. -30. -29.39393939 -28.78787879 -28.18181818 -27.57575758 -26.96969697 -26.36363636 -25.75757576 -25.15151515 -24.54545455 -23.93939394 -23.33333333 -22.72727273 -22.12121212 -21.51515152 -20.90909091 -20.3030303 -19.6969697 -19.09090909 -18.48484848 -17.87878788 -17.27272727 -16.66666667 -16.06060606 -15.45454545 -14.84848485 -14.24242424 -13.63636364 -13.03030303 -12.42424242 -11.81818182 -11.21212121 -10.60606061 -10. -9.39393939 -8.78787879 -8.18181818 -7.57575758 -6.96969697 -6.36363636 -5.75757576 -5.15151515 -4.54545455 -3.93939394 -3.33333333 -2.72727273 -2.12121212 -1.51515152 -0.90909091 -0.3030303 0.3030303 0.90909091 1.51515152 2.12121212 2.72727273 3.33333333 3.93939394 4.54545455 5.15151515 5.75757576 6.36363636 6.96969697 7.57575758 8.18181818 8.78787879 9.39393939 10. 10.60606061 11.21212121 11.81818182 12.42424242 13.03030303 13.63636364 14.24242424 14.84848485 15.45454545 16.06060606 16.66666667 17.27272727 17.87878788 18.48484848 19.09090909 19.6969697 20.3030303 20.90909091 21.51515152 22.12121212 22.72727273 23.33333333 23.93939394 24.54545455 25.15151515 25.75757576 26.36363636 26.96969697 27.57575758 28.18181818 28.78787879 29.39393939 30. 33. 36. 39. 42. 45. 48. 51. 54. 57. 60. 63. 66. 69. 72. 75. 78. 81. 84. 87. 90. 93. 96. 99. 102. 105. 108. 111. 114. 117. 120. 123. 126. 129. 132. 135. 138. 141. 144. 147. 150. 153. 156. 159. 162. 165. 168. 171. 174. 177. 180. ] | angle of attack grid for polars
rotorse.airfoils_Re | input |  | [1000000.] | Reynolds numbers of polars
rotorse.precone | input | deg | [4.] | precone angle
rotorse.tilt | input | deg | [6.] | shaft tilt
rotorse.yaw | input | deg | [0.] | yaw error
rotorse.rho_air | input | kg/m**3 | [1.225] | density of air
rotorse.mu_air | input | kg/m/s | [1.81e-05] | dynamic viscosity of air
rotorse.shearExp | input |  | [0.12] | shear exponent
rotorse.nBlades | input | Unavailable | 3 | number of blades
rotorse.nSector | output | Unavailable | 4 | number of sectors to divide rotor face into in computing thrust and power
rotorse.tiploss | output | Unavailable | TRUE | include Prandtl tip loss model
rotorse.hubloss | output | Unavailable | TRUE | include Prandtl hub loss model
rotorse.wakerotation | output | Unavailable | TRUE | include effect of wake rotation (i.e., tangential induction factor is nonzero)
rotorse.usecd | output | Unavailable | TRUE | use drag coefficient in computing induction factors
rotorse.rc.layer_web | input |  | [0. 0. 0. 0. 0. 0. 0. 0. 0. 0. 0. 0. 1. 1. 1. 2. 2. 2.] | 1D array of the web id the layer is associated to. If the layer is on the outer profile, this entry can simply stay equal to 0.
rotorse.rc.rho | input | kg/m**3 | [1235. 7800. 7850. 7200. 1940. 1220. 1940. 1940. 130. 1150. 1100.] | 1D array of the density of the materials. For composites, this is the density of the laminate.
rotorse.rc.unit_cost | input | USD/kg | [ 7.23 0.7 0.9 0.5 1.87 30. 3. 2.86 13. 3.63 9. ] | 1D array of the unit costs of the materials.
rotorse.rc.waste | input |  | [0.25 0. 0. 0. 0.05 0.05 0.15 0.15 0.2 0. 0. ] | 1D array of the non-dimensional waste fraction of the materials.
rotorse.rc.rho_fiber | input | kg/m**3 | [ 0. 0. 0. 0. 2535.5 1800. 2535.5 2535.5 0. 0. 0. ] | 1D array of the density of the fibers of the materials.
rotorse.rc.roll_mass | input | kg | [ 0. 0. 0. 0. 0. 0. 181.4368 181.4368 0. 0. 0. ] | 1D array of the roll mass of the composite fabrics. Non-composite materials are kept at 0.
rotorse.rc.flange_adhesive_squeezed | input |  | [0.2] | Extra width of the adhesive once squeezed
rotorse.rc.flange_thick | input | m | [0.008] | Average thickness of adhesive
rotorse.rc.flange_width | input | m | [0.05] | Average width of adhesive lines
rotorse.rc.t_bolt_unit_cost | input | USD | [25.] | Cost of one t-bolt
rotorse.rc.t_bolt_unit_mass | input | kg | [2.5] | Mass of one t-bolt
rotorse.rc.t_bolt_spacing | input | m | [0.15] | Spacing of t-bolts along blade root circumference
rotorse.rc.barrel_nut_unit_cost | input | USD | [12.] | Cost of one barrel nut
rotorse.rc.barrel_nut_unit_mass | input | kg | [1.9] | Mass of one barrel nut
rotorse.rc.LPS_unit_mass | input | kg/m | [1.] | Unit mass of the lightining protection system. Linear scaling based on the weight of 150 lbs for the 61.5 m NREL 5MW blade
rotorse.rc.LPS_unit_cost | input | USD/m | [40.] | Unit cost of the lightining protection system. Linear scaling based on the cost of 2500$ for the 61.5 m NREL 5MW blade
rotorse.rc.root_preform_length | input |  | [0.01] | Percentage of blade length starting from blade root that is preformed and later inserted into the mold
rotorse.rc.definition_layer | input | Unavailable | [ 9. 9. 2. 2. 5. 7. 8. 6. 6. 6. 6. 9. 10. 10. 10. 10. 10. 10.] | 1D array of flags identifying how layers are specified in the yaml. 1) all around (skin, paint, ) 2) offset+rotation twist+width (spar caps) 3) offset+user defined rotation+width 4) midpoint TE+width (TE reinf) 5) midpoint LE+width (LE reinf) 6) layer position fixed to other layer (core fillers) 7) start and width 8) end and width 9) start and end nd 10) web layer
rotorse.rc.mat_name | input | Unavailable | ['Gelcoat', 'steel', 'steel_drive', 'cast_iron', 'glass_uni', 'CarbonUD', 'glass_biax', 'glass_triax', 'medium_density_foam', 'resin', 'adhesive'] | 1D array of names of materials.
rotorse.rc.orth | input | Unavailable | [0. 0. 0. 0. 1. 1. 1. 1. 0. 0. 0.] | 1D array of flags to set whether a material is isotropic (0) or orthtropic (1). Each entry represents a material.
rotorse.rc.component_id | input | Unavailable | [ 0. -1. -1. -1. 5. 4. 3. 2. 1. -1. -1.] | 1D array of flags to set whether a material is used in a blade: 0 - coating, 1 - sandwich filler , 2 - shell skin, 3 - shear webs, 4 - spar caps, 5 - TE/LE reinf.
rotorse.re.precomp.uptilt | input | deg | [6.] | Nacelle uptilt angle. A standard machine has positive values.
rotorse.re.precomp.layer_web | input |  | [0. 0. 0. 0. 0. 0. 0. 0. 0. 0. 0. 0. 1. 1. 1. 2. 2. 2.] | 1D array of the web id the layer is associated to. If the layer is on the outer profile, this entry can simply stay equal to 0.
rotorse.re.precomp.fiber_orientation | input | deg | [[0. 0. 0. 0. 0. 0. 0. 0. 0. 0. 0. 0. 0. 0. 0. 0. 0. 0. 0. 0. 0. 0. 0. 0. 0. 0. 0. 0. 0. 0.] [0. 0. 0. 0. 0. 0. 0. 0. 0. 0. 0. 0. 0. 0. 0. 0. 0. 0. 0. 0. 0. 0. 0. 0. 0. 0. 0. 0. 0. 0.] [0. 0. 0. 0. 0. 0. 0. 0. 0. 0. 0. 0. 0. 0. 0. 0. 0. 0. 0. 0. 0. 0. 0. 0. 0. 0. 0. 0. 0. 0.] [0. 0. 0. 0. 0. 0. 0. 0. 0. 0. 0. 0. 0. 0. 0. 0. 0. 0. 0. 0. 0. 0. 0. 0. 0. 0. 0. 0. 0. 0.] [0. 0. 0. 0. 0. 0. 0. 0. 0. 0. 0. 0. 0. 0. 0. 0. 0. 0. 0. 0. 0. 0. 0. 0. 0. 0. 0. 0. 0. 0.] [0. 0. 0. 0. 0. 0. 0. 0. 0. 0. 0. 0. 0. 0. 0. 0. 0. 0. 0. 0. 0. 0. 0. 0. 0. 0. 0. 0. 0. 0.] [0. 0. 0. 0. 0. 0. 0. 0. 0. 0. 0. 0. 0. 0. 0. 0. 0. 0. 0. 0. 0. 0. 0. 0. 0. 0. 0. 0. 0. 0.] [0. 0. 0. 0. 0. 0. 0. 0. 0. 0. 0. 0. 0. 0. 0. 0. 0. 0. 0. 0. 0. 0. 0. 0. 0. 0. 0. 0. 0. 0.] [0. 0. 0. 0. 0. 0. 0. 0. 0. 0. 0. 0. 0. 0. 0. 0. 0. 0. 0. 0. 0. 0. 0. 0. 0. 0. 0. 0. 0. 0.] [0. 0. 0. 0. 0. 0. 0. 0. 0. 0. 0. 0. 0. 0. 0. 0. 0. 0. 0. 0. 0. 0. 0. 0. 0. 0. 0. 0. 0. 0.] [0. 0. 0. 0. 0. 0. 0. 0. 0. 0. 0. 0. 0. 0. 0. 0. 0. 0. 0. 0. 0. 0. 0. 0. 0. 0. 0. 0. 0. 0.] [0. 0. 0. 0. 0. 0. 0. 0. 0. 0. 0. 0. 0. 0. 0. 0. 0. 0. 0. 0. 0. 0. 0. 0. 0. 0. 0. 0. 0. 0.] [0. 0. 0. 0. 0. 0. 0. 0. 0. 0. 0. 0. 0. 0. 0. 0. 0. 0. 0. 0. 0. 0. 0. 0. 0. 0. 0. 0. 0. 0.] [0. 0. 0. 0. 0. 0. 0. 0. 0. 0. 0. 0. 0. 0. 0. 0. 0. 0. 0. 0. 0. 0. 0. 0. 0. 0. 0. 0. 0. 0.] [0. 0. 0. 0. 0. 0. 0. 0. 0. 0. 0. 0. 0. 0. 0. 0. 0. 0. 0. 0. 0. 0. 0. 0. 0. 0. 0. 0. 0. 0.] [0. 0. 0. 0. 0. 0. 0. 0. 0. 0. 0. 0. 0. 0. 0. 0. 0. 0. 0. 0. 0. 0. 0. 0. 0. 0. 0. 0. 0. 0.] [0. 0. 0. 0. 0. 0. 0. 0. 0. 0. 0. 0. 0. 0. 0. 0. 0. 0. 0. 0. 0. 0. 0. 0. 0. 0. 0. 0. 0. 0.] [0. 0. 0. 0. 0. 0. 0. 0. 0. 0. 0. 0. 0. 0. 0. 0. 0. 0. 0. 0. 0. 0. 0. 0. 0. 0. 0. 0. 0. 0.]] | 2D array of the orientation of the layers of the blade structure. The first dimension represents each layer, the second dimension represents each entry along blade span.
rotorse.re.precomp.E | input | Pa | [[3.440e+09 3.440e+09 3.440e+09] [2.000e+11 2.000e+11 2.000e+11] [2.050e+11 2.050e+11 2.050e+11] [1.180e+11 1.180e+11 1.180e+11] [4.460e+10 1.700e+10 1.670e+10] [1.145e+11 8.390e+09 8.390e+09] [1.110e+10 1.110e+10 1.670e+10] [2.870e+10 1.660e+10 1.670e+10] [1.292e+08 1.292e+08 1.292e+08] [1.000e+06 1.000e+06 1.000e+06] [4.560e+06 4.560e+06 4.560e+06]] | 2D array of the Youngs moduli of the materials. Each row represents a material, the three columns represent E11, E22 and E33.
rotorse.re.precomp.G | input | Pa | [[1.32300000e+09 1.32300000e+09 1.32300000e+09] [7.93000000e+10 7.93000000e+10 7.93000000e+10] [8.00000000e+10 8.00000000e+10 8.00000000e+10] [4.76000000e+10 4.76000000e+10 4.76000000e+10] [3.27000000e+09 3.48000000e+09 3.50000000e+09] [5.99000000e+09 5.99000000e+09 5.99000000e+09] [1.35300000e+10 3.49000000e+09 3.49000000e+09] [8.40000000e+09 3.49000000e+09 3.49000000e+09] [4.89469697e+07 4.89469697e+07 4.89469697e+07] [3.12500000e+05 3.12500000e+05 3.12500000e+05] [1.52000000e+06 1.52000000e+06 1.52000000e+06]] | 2D array of the shear moduli of the materials. Each row represents a material, the three columns represent G12, G13 and G23.
rotorse.re.precomp.nu | input |  | [[0.3 0.3 0.3 ] [0.3 0.3 0.3 ] [0.3 0.3 0.3 ] [0.3 0.3 0.3 ] [0.262 0.35 0.264] [0.27 0.27 0.27 ] [0.5 0. 0.066] [0.5 0. 0.17 ] [0.32 0.32 0.32 ] [0.3 0.3 0.3 ] [0.49 0.49 0.49 ]] | 2D array of the Poisson ratio of the materials. Each row represents a material, the three columns represent nu12, nu13 and nu23.
rotorse.re.precomp.rho | input | kg/m**3 | [1235. 7800. 7850. 7200. 1940. 1220. 1940. 1940. 130. 1150. 1100.] | 1D array of the density of the materials. For composites, this is the density of the laminate.
rotorse.re.precomp.joint_position | input |  | [0.] | Spanwise position of the segmentation joint.
rotorse.re.precomp.joint_mass | input | kg | [0.] | Mass of the joint.
rotorse.re.precomp.n_blades | input | Unavailable | 3 | Number of blades of the rotor.
rotorse.re.precomp.definition_layer | input | Unavailable | [ 9. 9. 2. 2. 5. 7. 8. 6. 6. 6. 6. 9. 10. 10. 10. 10. 10. 10.] | 1D array of flags identifying how layers are specified in the yaml. 1) all around (skin, paint, ) 2) offset+rotation twist+width (spar caps) 3) offset+user defined rotation+width 4) midpoint TE+width (TE reinf) 5) midpoint LE+width (LE reinf) 6) layer position fixed to other layer (core fillers) 7) start and width 8) end and width 9) start and end nd 10) web layer
rotorse.re.precomp.mat_name | input | Unavailable | ['Gelcoat', 'steel', 'steel_drive', 'cast_iron', 'glass_uni', 'CarbonUD', 'glass_biax', 'glass_triax', 'medium_density_foam', 'resin', 'adhesive'] | 1D array of names of materials.
rotorse.re.precomp.orth | input | Unavailable | [0. 0. 0. 0. 1. 1. 1. 1. 0. 0. 0.] | 1D array of flags to set whether a material is isotropic (0) or orthtropic (1). Each entry represents a material.
rotorse.total_bc.joint_cost | input | USD | [0.] | Total blade joint cost
rotorse.total_bc.outer_blade_cost | input | USD | [0.] | Total cost (variable and fixed) for the blade outer portion.
rotorse.wt_class.V_mean_overwrite | input |  | [0.]
rotorse.wt_class.V_extreme50_overwrite | input |  | [0.]
rotorse.wt_class.turbine_class | input | Unavailable | I
towerse.member.ca_usr_grid | input |  | [0. 0. 0. 0. 0.]
towerse.member.cd_usr_grid | input |  | [0. 0. 0. 0. 0.]
towerse.rho_water | input | kg/m**3 | [0.]
towerse.member.s_ghost1 | input |  | [0.]
towerse.member.s_ghost2 | input |  | [1.]
towerse.member.s_const1 | input |  | [0.]
towerse.member.s_const2 | input |  | [0.]
towerse.tower_layer_thickness | input | m | [[0.03641277 0.02 0.02 0.02 0.02 ]]
towerse.tower_outer_diameter_in | input | m | [8.51863396 8.51863396 8.51863396 6. 6. ]
towerse.E_mat | input | Pa | [[3.440e+09 3.440e+09 3.440e+09] [2.000e+11 2.000e+11 2.000e+11] [2.050e+11 2.050e+11 2.050e+11] [1.180e+11 1.180e+11 1.180e+11] [4.460e+10 1.700e+10 1.670e+10] [1.145e+11 8.390e+09 8.390e+09] [1.110e+10 1.110e+10 1.670e+10] [2.870e+10 1.660e+10 1.670e+10] [1.292e+08 1.292e+08 1.292e+08] [1.000e+06 1.000e+06 1.000e+06] [4.560e+06 4.560e+06 4.560e+06]]
towerse.E_user | input | Pa | [0.]
towerse.G_mat | input | Pa | [[1.32300000e+09 1.32300000e+09 1.32300000e+09] [7.93000000e+10 7.93000000e+10 7.93000000e+10] [8.00000000e+10 8.00000000e+10 8.00000000e+10] [4.76000000e+10 4.76000000e+10 4.76000000e+10] [3.27000000e+09 3.48000000e+09 3.50000000e+09] [5.99000000e+09 5.99000000e+09 5.99000000e+09] [1.35300000e+10 3.49000000e+09 3.49000000e+09] [8.40000000e+09 3.49000000e+09 3.49000000e+09] [4.89469697e+07 4.89469697e+07 4.89469697e+07] [3.12500000e+05 3.12500000e+05 3.12500000e+05] [1.52000000e+06 1.52000000e+06 1.52000000e+06]]
towerse.sigma_y_mat | input | Pa | [0.00e+00 3.45e+08 4.85e+08 2.65e+08 0.00e+00 0.00e+00 0.00e+00 0.00e+00 0.00e+00 0.00e+00 0.00e+00]
towerse.sigma_ult_mat | input | Pa | [[7.400e+01 7.400e+01 7.400e+01] [4.500e+08 4.500e+08 4.500e+08] [8.140e+08 8.140e+08 8.140e+08] [3.100e+08 3.100e+08 3.100e+08] [6.092e+08 3.810e+07 1.529e+07] [1.546e+09 0.000e+00 0.000e+00] [4.290e+07 4.260e+07 1.530e+07] [3.960e+08 7.640e+07 1.530e+07] [2.083e+06 2.083e+06 2.083e+06] [0.000e+00 0.000e+00 0.000e+00] [6.900e+05 6.900e+05 6.900e+05]]
towerse.wohler_exp_mat | input |  | [ 1. 3. 3. 3. 10. 16.1 10. 10. 1. 1. 1. ]
towerse.wohler_A_mat | input |  | [8.70000000e+01 3.55346484e+10 3.55346484e+10 3.55346484e+10 6.09200000e+08 1.54600000e+09 1.13200000e+08 4.48900000e+08 2.08300000e+06 0.00000000e+00 6.90000000e+05]
towerse.rho_mat | input | kg/m**3 | [1235. 7800. 7850. 7200. 1940. 1220. 1940. 1940. 130. 1150. 1100.]
towerse.unit_cost_mat | input | USD/kg | [ 7.23 0.7 0.9 0.5 1.87 30. 3. 2.86 13. 3.63 9. ]
towerse.outfitting_factor_in | input |  | [1.07]
towerse.tower_layer_materials | input | Unavailable | ['steel']
towerse.member.ballast_materials | input | Unavailable | []
towerse.material_names | input | Unavailable | ['Gelcoat', 'steel', 'steel_drive', 'cast_iron', 'glass_uni', 'CarbonUD', 'glass_biax', 'glass_triax', 'medium_density_foam', 'resin', 'adhesive']
towerse.labor_cost_rate | input | USD/min | [0.98]
towerse.painting_cost_rate | input | USD/m**2 | [30.]
af_3d.aoa | input | rad | [-3.14159265 -3.08923278 -3.0368729 -2.98451302 -2.93215314 -2.87979327 -2.82743339 -2.77507351 -2.72271363 -2.67035376 -2.61799388 -2.565634 -2.51327412 -2.46091425 -2.40855437 -2.35619449 -2.30383461 -2.25147474 -2.19911486 -2.14675498 -2.0943951 -2.04203522 -1.98967535 -1.93731547 -1.88495559 -1.83259571 -1.78023584 -1.72787596 -1.67551608 -1.6231562 -1.57079633 -1.51843645 -1.46607657 -1.41371669 -1.36135682 -1.30899694 -1.25663706 -1.20427718 -1.15191731 -1.09955743 -1.04719755 -0.99483767 -0.9424778 -0.89011792 -0.83775804 -0.78539816 -0.73303829 -0.68067841 -0.62831853 -0.57595865 -0.52359878 -0.51302102 -0.50244327 -0.49186552 -0.48128776 -0.47071001 -0.46013226 -0.4495545 -0.43897675 -0.428399 -0.41782125 -0.40724349 -0.39666574 -0.38608799 -0.37551023 -0.36493248 -0.35435473 -0.34377697 -0.33319922 -0.32262147 -0.31204371 -0.30146596 -0.29088821 -0.28031046 -0.2697327 -0.25915495 -0.2485772 -0.23799944 -0.22742169 -0.21684394 -0.20626618 -0.19568843 -0.18511068 -0.17453293 -0.16395517 -0.15337742 -0.14279967 -0.13222191 -0.12164416 -0.11106641 -0.10048865 -0.0899109 -0.07933315 -0.06875539 -0.05817764 -0.04759989 -0.03702214 -0.02644438 -0.01586663 -0.00528888 0.00528888 0.01586663 0.02644438 0.03702214 0.04759989 0.05817764 0.06875539 0.07933315 0.0899109 0.10048865 0.11106641 0.12164416 0.13222191 0.14279967 0.15337742 0.16395517 0.17453293 0.18511068 0.19568843 0.20626618 0.21684394 0.22742169 0.23799944 0.2485772 0.25915495 0.2697327 0.28031046 0.29088821 0.30146596 0.31204371 0.32262147 0.33319922 0.34377697 0.35435473 0.36493248 0.37551023 0.38608799 0.39666574 0.40724349 0.41782125 0.428399 0.43897675 0.4495545 0.46013226 0.47071001 0.48128776 0.49186552 0.50244327 0.51302102 0.52359878 0.57595865 0.62831853 0.68067841 0.73303829 0.78539816 0.83775804 0.89011792 0.9424778 0.99483767 1.04719755 1.09955743 1.15191731 1.20427718 1.25663706 1.30899694 1.36135682 1.41371669 1.46607657 1.51843645 1.57079633 1.6231562 1.67551608 1.72787596 1.78023584 1.83259571 1.88495559 1.93731547 1.98967535 2.04203522 2.0943951 2.14675498 2.19911486 2.25147474 2.30383461 2.35619449 2.40855437 2.46091425 2.51327412 2.565634 2.61799388 2.67035376 2.72271363 2.77507351 2.82743339 2.87979327 2.93215314 2.98451302 3.0368729 3.08923278 3.14159265] | 1D array of the angles of attack used to define the polars of the airfoils. All airfoils defined in openmdao share this grid.
af_3d.Re | input |  | [1000000.] | 1D array of the Reynolds numbers used to define the polars of the airfoils. All airfoils defined in openmdao share this grid.
af_3d.rated_TSR | input |  | [9.] | Constant tip speed ratio in region II.
blade.compute_reynolds.rho | input | kg/m**3 | [1.225]
blade.compute_reynolds.mu | input | kg/m/s | [1.81e-05] | Dynamic viscosity of air
blade.compute_reynolds.maxOmega | input | rad/s | [0.79168135] | Maximum allowed rotor speed.
blade.compute_reynolds.max_TS | input | m/s | [95.] | Maximum allowed blade tip speed.
blade.compute_reynolds.V_out | input | m/s | [25.] | Cut out wind speed. This is the wind speed where region III ends.
blade.high_level_blade_props.rotor_diameter_user | input | m | [250.] | Diameter of the rotor specified by the user. It is defined as two times the blade length plus the hub diameter.
blade.internal_structure_2d_fem.web_rotation_yaml | output | rad | [[0. 0. 0. 0. 0. 0. 0. 0. 0. 0. 0. 0. 0. 0. 0. 0. 0. 0. 0. 0. 0. 0. 0. 0. 0. 0. 0. 0. 0. 0.] [0. 0. 0. 0. 0. 0. 0. 0. 0. 0. 0. 0. 0. 0. 0. 0. 0. 0. 0. 0. 0. 0. 0. 0. 0. 0. 0. 0. 0. 0.]] | 2D array of the rotation angle of the shear webs in respect to the chord line. The first dimension represents each shear web, the second dimension represents each entry along blade span. If the rotation is equal to negative twist +- a constant, then the web is built straight.
blade.internal_structure_2d_fem.web_offset_y_pa_yaml | output | m | [[ 0. 0. 0. -0.35 -0.35 -0.35 -0.35 -0.35 -0.35 -0.35 -0.35 -0.35 -0.35 -0.35 -0.35 -0.35 -0.35 -0.35 -0.35 -0.35 -0.35 -0.35 -0.35 -0.35 -0.35 -0.35 -0.35 -0.35 -0.35 0. ] [ 0. 0. 0. 0.35 0.35 0.35 0.35 0.35 0.35 0.35 0.35 0.35 0.35 0.35 0.35 0.35 0.35 0.35 0.35 0.35 0.35 0.35 0.35 0.35 0.35 0.35 0.35 0.35 0.35 0. ]] | 2D array of the offset along the y axis to set the position of the shear webs. Positive values move the web towards the trailing edge, negative values towards the leading edge. The first dimension represents each shear web, the second dimension represents each entry along blade span.
blade.internal_structure_2d_fem.web_start_nd_yaml | output |  | [[0. 0. 0. 0. 0. 0. 0. 0. 0. 0. 0. 0. 0. 0. 0. 0. 0. 0. 0. 0. 0. 0. 0. 0. 0. 0. 0. 0. 0. 0.] [0. 0. 0. 0. 0. 0. 0. 0. 0. 0. 0. 0. 0. 0. 0. 0. 0. 0. 0. 0. 0. 0. 0. 0. 0. 0. 0. 0. 0. 0.]] | 2D array of the non-dimensional start point defined along the outer profile of a web. The TE suction side is 0, the TE pressure side is 1. The first dimension represents each web, the second dimension represents each entry along blade span.
blade.internal_structure_2d_fem.web_end_nd_yaml | output |  | [[0. 0. 0. 0. 0. 0. 0. 0. 0. 0. 0. 0. 0. 0. 0. 0. 0. 0. 0. 0. 0. 0. 0. 0. 0. 0. 0. 0. 0. 0.] [0. 0. 0. 0. 0. 0. 0. 0. 0. 0. 0. 0. 0. 0. 0. 0. 0. 0. 0. 0. 0. 0. 0. 0. 0. 0. 0. 0. 0. 0.]] | 2D array of the non-dimensional end point defined along the outer profile of a web. The TE suction side is 0, the TE pressure side is 1. The first dimension represents each web, the second dimension represents each entry along blade span.
blade.internal_structure_2d_fem.layer_web | output |  | [0. 0. 0. 0. 0. 0. 0. 0. 0. 0. 0. 0. 1. 1. 1. 2. 2. 2.] | 1D array of the web id the layer is associated to. If the layer is on the outer profile, this entry can simply stay equal to zero.
blade.internal_structure_2d_fem.layer_thickness | output | m | [[0.0005 0.0005 0.0005 0.0005 0.0005 0.0005 0.0005 0.0005 0.0005 0.0005 0.0005 0.0005 0.0005 0.0005 0.0005 0.0005 0.0005 0.0005 0.0005 0.0005 0.0005 0.0005 0.0005 0.0005 0.0005 0.0005 0.0005 0.0005 0.0005 0.0005 ] [0.05 0.04081969 0.03226966 0.02415612 0.01564759 0.00867322 0.00473378 0.00312627 0.00227767 0.00203461 0.00200053 0.00200002 0.002 0.002 0.002 0.002 0.002 0.002 0.002 0.002 0.002 0.002 0.002 0.002 0.00180323 0.00131224 0.00104021 0.00100135 0.001 0.001 ] [0.0001 0.00438147 0.0150519 0.03035182 0.04746369 0.06362935 0.07611578 0.08317021 0.08937909 0.09450151 0.09777677 0.09841932 0.09739565 0.09512692 0.09226371 0.08925432 0.08635675 0.0832791 0.07972353 0.07549254 0.0699988 0.06112214 0.04860463 0.03545513 0.02466062 0.01776472 0.01194345 0.00691416 0.00324837 0.001 ] [0.0001 0.00438147 0.0150519 0.03035182 0.04746369 0.06362935 0.07611578 0.08317021 0.08937909 0.09450151 0.09777677 0.09841932 0.09739565 0.09512692 0.09226371 0.08925432 0.08635675 0.0832791 0.07972353 0.07549254 0.0699988 0.06112214 0.04860463 0.03545513 0.02466062 0.01776472 0.01194345 0.00691416 0.00324837 0.001 ] [0. 0. 0. 0.00299507 0.00294581 0.00289655 0.00284729 0.00279803 0.00274877 0.00269951 0.00265025 0.00260099 0.00255172 0.00250246 0.0024532 0.00240394 0.00235468 0.00230542 0.00225616 0.0022069 0.00215764 0.00210837 0.00205911 0.00200985 0. 0. 0. 0. 0. 0. ] [0. 0. 0. 0.0151551 0.02659419 0.03838054 0.04863375 0.05706524 0.06593926 0.07399829 0.07952219 0.08035564 0.07552905 0.06548829 0.05371052 0.04289912 0.03358001 0.02375535 0.01434111 0.00715383 0.00416067 0.00301727 0.0021994 0.00162397 0. 0. 0. 0. 0. 0. ] [0. 0. 0. 0.0151551 0.02659419 0.03838054 0.04863375 0.05706524 0.06593926 0.07399829 0.07952219 0.08035564 0.07552905 0.06548829 0.05371052 0.04289912 0.03358001 0.02375535 0.01434111 0.00715383 0.00416067 0.00301727 0.0021994 0.00162397 0. 0. 0. 0. 0. 0. ] [0. 0. 0. 0.05972906 0.0570197 0.05431034 0.05160099 0.04889163 0.04618227 0.04347291 0.04076355 0.03805419 0.03534483 0.03263547 0.02992611 0.02721675 0.02450739 0.02179803 0.01908867 0.01637931 0.01366995 0.01096059 0.00825123 0.00554187 0. 0. 0. 0. 0. 0. ] [0. 0. 0. 0.05972906 0.0570197 0.05431034 0.05160099 0.04889163 0.04618227 0.04347291 0.04076355 0.03805419 0.03534483 0.03263547 0.02992611 0.02721675 0.02450739 0.02179803 0.01908867 0.01637931 0.01366995 0.01096059 0.00825123 0.00554187 0. 0. 0. 0. 0. 0. ] [0. 0. 0. 0.05972906 0.0570197 0.05431034 0.05160099 0.04889163 0.04618227 0.04347291 0.04076355 0.03805419 0.03534483 0.03263547 0.02992611 0.02721675 0.02450739 0.02179803 0.01908867 0.01637931 0.01366995 0.01096059 0.00825123 0.00554187 0. 0. 0. 0. 0. 0. ] [0. 0. 0. 0.05972906 0.0570197 0.05431034 0.05160099 0.04889163 0.04618227 0.04347291 0.04076355 0.03805419 0.03534483 0.03263547 0.02992611 0.02721675 0.02450739 0.02179803 0.01908867 0.01637931 0.01366995 0.01096059 0.00825123 0.00554187 0. 0. 0. 0. 0. 0. ] [0.05 0.04081969 0.03226966 0.02415612 0.01564759 0.00867322 0.00473378 0.00312627 0.00227767 0.00203461 0.00200053 0.00200002 0.002 0.002 0.002 0.002 0.002 0.002 0.002 0.002 0.002 0.002 0.002 0.002 0.00180323 0.00131224 0.00104021 0.00100135 0.001 0.001 ] [0. 0. 0. 0.00199391 0.00193306 0.00187221 0.00181136 0.00175051 0.00168966 0.0016288 0.00156795 0.0015071 0.00144625 0.0013854 0.00132454 0.00126369 0.00120284 0.00114199 0.00108114 0.00102028 0.00095943 0.00089858 0.00083773 0.00077688 0.00071602 0.00065517 0.00059432 0.00053347 0. 0. ] [0. 0. 0. 0.04284584 0.04130426 0.03976268 0.0382211 0.03667951 0.03513793 0.03359635 0.03205477 0.03051318 0.0289716 0.02743002 0.02588844 0.02434686 0.02280527 0.02126369 0.01972211 0.01818053 0.01663895 0.01509736 0.01355578 0.0120142 0.01047262 0.00893103 0.00738945 0.00584787 0. 0. ] [0. 0. 0. 0.00199391 0.00193306 0.00187221 0.00181136 0.00175051 0.00168966 0.0016288 0.00156795 0.0015071 0.00144625 0.0013854 0.00132454 0.00126369 0.00120284 0.00114199 0.00108114 0.00102028 0.00095943 0.00089858 0.00083773 0.00077688 0.00071602 0.00065517 0.00059432 0.00053347 0. 0. ] [0. 0. 0. 0.00199391 0.00193306 0.00187221 0.00181136 0.00175051 0.00168966 0.0016288 0.00156795 0.0015071 0.00144625 0.0013854 0.00132454 0.00126369 0.00120284 0.00114199 0.00108114 0.00102028 0.00095943 0.00089858 0.00083773 0.00077688 0.00071602 0.00065517 0.00059432 0.00053347 0. 0. ] [0. 0. 0. 0.04284584 0.04130426 0.03976268 0.0382211 0.03667951 0.03513793 0.03359635 0.03205477 0.03051318 0.0289716 0.02743002 0.02588844 0.02434686 0.02280527 0.02126369 0.01972211 0.01818053 0.01663895 0.01509736 0.01355578 0.0120142 0.01047262 0.00893103 0.00738945 0.00584787 0. 0. ] [0. 0. 0. 0.00199391 0.00193306 0.00187221 0.00181136 0.00175051 0.00168966 0.0016288 0.00156795 0.0015071 0.00144625 0.0013854 0.00132454 0.00126369 0.00120284 0.00114199 0.00108114 0.00102028 0.00095943 0.00089858 0.00083773 0.00077688 0.00071602 0.00065517 0.00059432 0.00053347 0. 0. ]] | 2D array of the thickness of the layers of the blade structure. The first dimension represents each layer, the second dimension represents each entry along blade span.
blade.internal_structure_2d_fem.layer_orientation | output | rad | [[0. 0. 0. 0. 0. 0. 0. 0. 0. 0. 0. 0. 0. 0. 0. 0. 0. 0. 0. 0. 0. 0. 0. 0. 0. 0. 0. 0. 0. 0.] [0. 0. 0. 0. 0. 0. 0. 0. 0. 0. 0. 0. 0. 0. 0. 0. 0. 0. 0. 0. 0. 0. 0. 0. 0. 0. 0. 0. 0. 0.] [0. 0. 0. 0. 0. 0. 0. 0. 0. 0. 0. 0. 0. 0. 0. 0. 0. 0. 0. 0. 0. 0. 0. 0. 0. 0. 0. 0. 0. 0.] [0. 0. 0. 0. 0. 0. 0. 0. 0. 0. 0. 0. 0. 0. 0. 0. 0. 0. 0. 0. 0. 0. 0. 0. 0. 0. 0. 0. 0. 0.] [0. 0. 0. 0. 0. 0. 0. 0. 0. 0. 0. 0. 0. 0. 0. 0. 0. 0. 0. 0. 0. 0. 0. 0. 0. 0. 0. 0. 0. 0.] [0. 0. 0. 0. 0. 0. 0. 0. 0. 0. 0. 0. 0. 0. 0. 0. 0. 0. 0. 0. 0. 0. 0. 0. 0. 0. 0. 0. 0. 0.] [0. 0. 0. 0. 0. 0. 0. 0. 0. 0. 0. 0. 0. 0. 0. 0. 0. 0. 0. 0. 0. 0. 0. 0. 0. 0. 0. 0. 0. 0.] [0. 0. 0. 0. 0. 0. 0. 0. 0. 0. 0. 0. 0. 0. 0. 0. 0. 0. 0. 0. 0. 0. 0. 0. 0. 0. 0. 0. 0. 0.] [0. 0. 0. 0. 0. 0. 0. 0. 0. 0. 0. 0. 0. 0. 0. 0. 0. 0. 0. 0. 0. 0. 0. 0. 0. 0. 0. 0. 0. 0.] [0. 0. 0. 0. 0. 0. 0. 0. 0. 0. 0. 0. 0. 0. 0. 0. 0. 0. 0. 0. 0. 0. 0. 0. 0. 0. 0. 0. 0. 0.] [0. 0. 0. 0. 0. 0. 0. 0. 0. 0. 0. 0. 0. 0. 0. 0. 0. 0. 0. 0. 0. 0. 0. 0. 0. 0. 0. 0. 0. 0.] [0. 0. 0. 0. 0. 0. 0. 0. 0. 0. 0. 0. 0. 0. 0. 0. 0. 0. 0. 0. 0. 0. 0. 0. 0. 0. 0. 0. 0. 0.] [0. 0. 0. 0. 0. 0. 0. 0. 0. 0. 0. 0. 0. 0. 0. 0. 0. 0. 0. 0. 0. 0. 0. 0. 0. 0. 0. 0. 0. 0.] [0. 0. 0. 0. 0. 0. 0. 0. 0. 0. 0. 0. 0. 0. 0. 0. 0. 0. 0. 0. 0. 0. 0. 0. 0. 0. 0. 0. 0. 0.] [0. 0. 0. 0. 0. 0. 0. 0. 0. 0. 0. 0. 0. 0. 0. 0. 0. 0. 0. 0. 0. 0. 0. 0. 0. 0. 0. 0. 0. 0.] [0. 0. 0. 0. 0. 0. 0. 0. 0. 0. 0. 0. 0. 0. 0. 0. 0. 0. 0. 0. 0. 0. 0. 0. 0. 0. 0. 0. 0. 0.] [0. 0. 0. 0. 0. 0. 0. 0. 0. 0. 0. 0. 0. 0. 0. 0. 0. 0. 0. 0. 0. 0. 0. 0. 0. 0. 0. 0. 0. 0.] [0. 0. 0. 0. 0. 0. 0. 0. 0. 0. 0. 0. 0. 0. 0. 0. 0. 0. 0. 0. 0. 0. 0. 0. 0. 0. 0. 0. 0. 0.]] | Fiber orientation of the composite layer with 0-value meaning alignment with reference axis. The first dimension represents each layer, the second dimension represents each entry along blade span.
blade.internal_structure_2d_fem.layer_rotation_yaml | output | rad | [[0. 0. 0. 0. 0. 0. 0. 0. 0. 0. 0. 0. 0. 0. 0. 0. 0. 0. 0. 0. 0. 0. 0. 0. 0. 0. 0. 0. 0. 0.] [0. 0. 0. 0. 0. 0. 0. 0. 0. 0. 0. 0. 0. 0. 0. 0. 0. 0. 0. 0. 0. 0. 0. 0. 0. 0. 0. 0. 0. 0.] [0. 0. 0. 0. 0. 0. 0. 0. 0. 0. 0. 0. 0. 0. 0. 0. 0. 0. 0. 0. 0. 0. 0. 0. 0. 0. 0. 0. 0. 0.] [0. 0. 0. 0. 0. 0. 0. 0. 0. 0. 0. 0. 0. 0. 0. 0. 0. 0. 0. 0. 0. 0. 0. 0. 0. 0. 0. 0. 0. 0.] [0. 0. 0. 0. 0. 0. 0. 0. 0. 0. 0. 0. 0. 0. 0. 0. 0. 0. 0. 0. 0. 0. 0. 0. 0. 0. 0. 0. 0. 0.] [0. 0. 0. 0. 0. 0. 0. 0. 0. 0. 0. 0. 0. 0. 0. 0. 0. 0. 0. 0. 0. 0. 0. 0. 0. 0. 0. 0. 0. 0.] [0. 0. 0. 0. 0. 0. 0. 0. 0. 0. 0. 0. 0. 0. 0. 0. 0. 0. 0. 0. 0. 0. 0. 0. 0. 0. 0. 0. 0. 0.] [0. 0. 0. 0. 0. 0. 0. 0. 0. 0. 0. 0. 0. 0. 0. 0. 0. 0. 0. 0. 0. 0. 0. 0. 0. 0. 0. 0. 0. 0.] [0. 0. 0. 0. 0. 0. 0. 0. 0. 0. 0. 0. 0. 0. 0. 0. 0. 0. 0. 0. 0. 0. 0. 0. 0. 0. 0. 0. 0. 0.] [0. 0. 0. 0. 0. 0. 0. 0. 0. 0. 0. 0. 0. 0. 0. 0. 0. 0. 0. 0. 0. 0. 0. 0. 0. 0. 0. 0. 0. 0.] [0. 0. 0. 0. 0. 0. 0. 0. 0. 0. 0. 0. 0. 0. 0. 0. 0. 0. 0. 0. 0. 0. 0. 0. 0. 0. 0. 0. 0. 0.] [0. 0. 0. 0. 0. 0. 0. 0. 0. 0. 0. 0. 0. 0. 0. 0. 0. 0. 0. 0. 0. 0. 0. 0. 0. 0. 0. 0. 0. 0.] [0. 0. 0. 0. 0. 0. 0. 0. 0. 0. 0. 0. 0. 0. 0. 0. 0. 0. 0. 0. 0. 0. 0. 0. 0. 0. 0. 0. 0. 0.] [0. 0. 0. 0. 0. 0. 0. 0. 0. 0. 0. 0. 0. 0. 0. 0. 0. 0. 0. 0. 0. 0. 0. 0. 0. 0. 0. 0. 0. 0.] [0. 0. 0. 0. 0. 0. 0. 0. 0. 0. 0. 0. 0. 0. 0. 0. 0. 0. 0. 0. 0. 0. 0. 0. 0. 0. 0. 0. 0. 0.] [0. 0. 0. 0. 0. 0. 0. 0. 0. 0. 0. 0. 0. 0. 0. 0. 0. 0. 0. 0. 0. 0. 0. 0. 0. 0. 0. 0. 0. 0.] [0. 0. 0. 0. 0. 0. 0. 0. 0. 0. 0. 0. 0. 0. 0. 0. 0. 0. 0. 0. 0. 0. 0. 0. 0. 0. 0. 0. 0. 0.] [0. 0. 0. 0. 0. 0. 0. 0. 0. 0. 0. 0. 0. 0. 0. 0. 0. 0. 0. 0. 0. 0. 0. 0. 0. 0. 0. 0. 0. 0.]] | 2D array of the rotation angle of a layer in respect to the chord line. The first dimension represents each layer, the second dimension represents each entry along blade span. If the rotation is equal to negative twist +- a constant, then the layer is built straight.
blade.internal_structure_2d_fem.layer_offset_y_pa_yaml | output | m | [[0. 0. 0. 0. 0. 0. 0. 0. 0. 0. 0. 0. 0. 0. 0. 0. 0. 0. 0. 0. 0. 0. 0. 0. 0. 0. 0. 0. 0. 0.] [0. 0. 0. 0. 0. 0. 0. 0. 0. 0. 0. 0. 0. 0. 0. 0. 0. 0. 0. 0. 0. 0. 0. 0. 0. 0. 0. 0. 0. 0.] [0. 0. 0. 0. 0. 0. 0. 0. 0. 0. 0. 0. 0. 0. 0. 0. 0. 0. 0. 0. 0. 0. 0. 0. 0. 0. 0. 0. 0. 0.] [0. 0. 0. 0. 0. 0. 0. 0. 0. 0. 0. 0. 0. 0. 0. 0. 0. 0. 0. 0. 0. 0. 0. 0. 0. 0. 0. 0. 0. 0.] [0. 0. 0. 0. 0. 0. 0. 0. 0. 0. 0. 0. 0. 0. 0. 0. 0. 0. 0. 0. 0. 0. 0. 0. 0. 0. 0. 0. 0. 0.] [0. 0. 0. 0. 0. 0. 0. 0. 0. 0. 0. 0. 0. 0. 0. 0. 0. 0. 0. 0. 0. 0. 0. 0. 0. 0. 0. 0. 0. 0.] [0. 0. 0. 0. 0. 0. 0. 0. 0. 0. 0. 0. 0. 0. 0. 0. 0. 0. 0. 0. 0. 0. 0. 0. 0. 0. 0. 0. 0. 0.] [0. 0. 0. 0. 0. 0. 0. 0. 0. 0. 0. 0. 0. 0. 0. 0. 0. 0. 0. 0. 0. 0. 0. 0. 0. 0. 0. 0. 0. 0.] [0. 0. 0. 0. 0. 0. 0. 0. 0. 0. 0. 0. 0. 0. 0. 0. 0. 0. 0. 0. 0. 0. 0. 0. 0. 0. 0. 0. 0. 0.] [0. 0. 0. 0. 0. 0. 0. 0. 0. 0. 0. 0. 0. 0. 0. 0. 0. 0. 0. 0. 0. 0. 0. 0. 0. 0. 0. 0. 0. 0.] [0. 0. 0. 0. 0. 0. 0. 0. 0. 0. 0. 0. 0. 0. 0. 0. 0. 0. 0. 0. 0. 0. 0. 0. 0. 0. 0. 0. 0. 0.] [0. 0. 0. 0. 0. 0. 0. 0. 0. 0. 0. 0. 0. 0. 0. 0. 0. 0. 0. 0. 0. 0. 0. 0. 0. 0. 0. 0. 0. 0.] [0. 0. 0. 0. 0. 0. 0. 0. 0. 0. 0. 0. 0. 0. 0. 0. 0. 0. 0. 0. 0. 0. 0. 0. 0. 0. 0. 0. 0. 0.] [0. 0. 0. 0. 0. 0. 0. 0. 0. 0. 0. 0. 0. 0. 0. 0. 0. 0. 0. 0. 0. 0. 0. 0. 0. 0. 0. 0. 0. 0.] [0. 0. 0. 0. 0. 0. 0. 0. 0. 0. 0. 0. 0. 0. 0. 0. 0. 0. 0. 0. 0. 0. 0. 0. 0. 0. 0. 0. 0. 0.] [0. 0. 0. 0. 0. 0. 0. 0. 0. 0. 0. 0. 0. 0. 0. 0. 0. 0. 0. 0. 0. 0. 0. 0. 0. 0. 0. 0. 0. 0.] [0. 0. 0. 0. 0. 0. 0. 0. 0. 0. 0. 0. 0. 0. 0. 0. 0. 0. 0. 0. 0. 0. 0. 0. 0. 0. 0. 0. 0. 0.] [0. 0. 0. 0. 0. 0. 0. 0. 0. 0. 0. 0. 0. 0. 0. 0. 0. 0. 0. 0. 0. 0. 0. 0. 0. 0. 0. 0. 0. 0.]] | 2D array of the offset along the y axis to set the position of a layer. Positive values move the layer towards the trailing edge, negative values towards the leading edge. The first dimension represents each layer, the second dimension represents each entry along blade span.
blade.internal_structure_2d_fem.layer_width_yaml | output | m | [[0. 0. 0. 0. 0. 0. 0. 0. 0. 0. 0. 0. 0. 0. 0. 0. 0. 0. 0. 0. 0. 0. 0. 0. 0. 0. 0. 0. 0. 0. ] [0. 0. 0. 0. 0. 0. 0. 0. 0. 0. 0. 0. 0. 0. 0. 0. 0. 0. 0. 0. 0. 0. 0. 0. 0. 0. 0. 0. 0. 0. ] [0.9 0.9 0.9 0.9 0.9 0.9 0.9 0.9 0.9 0.9 0.9 0.9 0.9 0.9 0.9 0.9 0.9 0.9 0.9 0.9 0.9 0.9 0.9 0.9 0.89999988 0.89998023 0.89925383 0.8824365 0.73943681 0.294 ] [0.9 0.9 0.9 0.9 0.9 0.9 0.9 0.9 0.9 0.9 0.9 0.9 0.9 0.9 0.9 0.9 0.9 0.9 0.9 0.9 0.9 0.9 0.9 0.9 0.89999988 0.89998023 0.89925383 0.8824365 0.73943681 0.294 ] [0. 0. 0. 0.8 0.8 0.8 0.8 0.8 0.8 0.8 0.8 0.8 0.8 0.8 0.8 0.8 0.8 0.8 0.8 0.79997205 0.7989752 0.78933255 0.7549919 0.70842539 0. 0. 0. 0. 0. 0. ] [0. 0. 0. 0.5 0.5 0.5 0.5 0.5 0.5 0.5 0.5 0.5 0.5 0.5 0.5 0.5 0.5 0.5 0.5 0.5 0.5 0.5 0.5 0.5 0. 0. 0. 0. 0. 0. ] [0. 0. 0. 0.5 0.5 0.5 0.5 0.5 0.5 0.5 0.5 0.5 0.5 0.5 0.5 0.5 0.5 0.5 0.5 0.5 0.5 0.5 0.5 0.5 0. 0. 0. 0. 0. 0. ] [0. 0. 0. 0. 0. 0. 0. 0. 0. 0. 0. 0. 0. 0. 0. 0. 0. 0. 0. 0. 0. 0. 0. 0. 0. 0. 0. 0. 0. 0. ] [0. 0. 0. 0. 0. 0. 0. 0. 0. 0. 0. 0. 0. 0. 0. 0. 0. 0. 0. 0. 0. 0. 0. 0. 0. 0. 0. 0. 0. 0. ] [0. 0. 0. 0. 0. 0. 0. 0. 0. 0. 0. 0. 0. 0. 0. 0. 0. 0. 0. 0. 0. 0. 0. 0. 0. 0. 0. 0. 0. 0. ] [0. 0. 0. 0. 0. 0. 0. 0. 0. 0. 0. 0. 0. 0. 0. 0. 0. 0. 0. 0. 0. 0. 0. 0. 0. 0. 0. 0. 0. 0. ] [0. 0. 0. 0. 0. 0. 0. 0. 0. 0. 0. 0. 0. 0. 0. 0. 0. 0. 0. 0. 0. 0. 0. 0. 0. 0. 0. 0. 0. 0. ] [0. 0. 0. 0. 0. 0. 0. 0. 0. 0. 0. 0. 0. 0. 0. 0. 0. 0. 0. 0. 0. 0. 0. 0. 0. 0. 0. 0. 0. 0. ] [0. 0. 0. 0. 0. 0. 0. 0. 0. 0. 0. 0. 0. 0. 0. 0. 0. 0. 0. 0. 0. 0. 0. 0. 0. 0. 0. 0. 0. 0. ] [0. 0. 0. 0. 0. 0. 0. 0. 0. 0. 0. 0. 0. 0. 0. 0. 0. 0. 0. 0. 0. 0. 0. 0. 0. 0. 0. 0. 0. 0. ] [0. 0. 0. 0. 0. 0. 0. 0. 0. 0. 0. 0. 0. 0. 0. 0. 0. 0. 0. 0. 0. 0. 0. 0. 0. 0. 0. 0. 0. 0. ] [0. 0. 0. 0. 0. 0. 0. 0. 0. 0. 0. 0. 0. 0. 0. 0. 0. 0. 0. 0. 0. 0. 0. 0. 0. 0. 0. 0. 0. 0. ] [0. 0. 0. 0. 0. 0. 0. 0. 0. 0. 0. 0. 0. 0. 0. 0. 0. 0. 0. 0. 0. 0. 0. 0. 0. 0. 0. 0. 0. 0. ]] | 2D array of the width along the outer profile of a layer. The first dimension represents each layer, the second dimension represents each entry along blade span.
blade.internal_structure_2d_fem.layer_midpoint_nd | output |  | [[0. 0. 0. 0. 0. 0. 0. 0. 0. 0. 0. 0. 0. 0. 0. 0. 0. 0. 0. 0. 0. 0. 0. 0. 0. 0. 0. 0. 0. 0. ] [0. 0. 0. 0. 0. 0. 0. 0. 0. 0. 0. 0. 0. 0. 0. 0. 0. 0. 0. 0. 0. 0. 0. 0. 0. 0. 0. 0. 0. 0. ] [0. 0. 0. 0. 0. 0. 0. 0. 0. 0. 0. 0. 0. 0. 0. 0. 0. 0. 0. 0. 0. 0. 0. 0. 0. 0. 0. 0. 0. 0. ] [0. 0. 0. 0. 0. 0. 0. 0. 0. 0. 0. 0. 0. 0. 0. 0. 0. 0. 0. 0. 0. 0. 0. 0. 0. 0. 0. 0. 0. 0. ] [0.49999966 0.50048349 0.50578694 0.50578694 0.50619981 0.50796107 0.50796107 0.50796107 0.50796107 0.50783945 0.50666106 0.50666106 0.50666106 0.50666106 0.50666106 0.50527916 0.5019638 0.5019638 0.5019638 0.5019638 0.5019638 0.49983139 0.49608288 0.49608288 0.49608288 0.49654267 0.49727784 0.49727784 0.49727784 0.49727784] [0. 0. 0. 0. 0. 0. 0. 0. 0. 0. 0. 0. 0. 0. 0. 0. 0. 0. 0. 0. 0. 0. 0. 0. 0. 0. 0. 0. 0. 0. ] [0. 0. 0. 0. 0. 0. 0. 0. 0. 0. 0. 0. 0. 0. 0. 0. 0. 0. 0. 0. 0. 0. 0. 0. 0. 0. 0. 0. 0. 0. ] [0. 0. 0. 0. 0. 0. 0. 0. 0. 0. 0. 0. 0. 0. 0. 0. 0. 0. 0. 0. 0. 0. 0. 0. 0. 0. 0. 0. 0. 0. ] [0. 0. 0. 0. 0. 0. 0. 0. 0. 0. 0. 0. 0. 0. 0. 0. 0. 0. 0. 0. 0. 0. 0. 0. 0. 0. 0. 0. 0. 0. ] [0. 0. 0. 0. 0. 0. 0. 0. 0. 0. 0. 0. 0. 0. 0. 0. 0. 0. 0. 0. 0. 0. 0. 0. 0. 0. 0. 0. 0. 0. ] [0. 0. 0. 0. 0. 0. 0. 0. 0. 0. 0. 0. 0. 0. 0. 0. 0. 0. 0. 0. 0. 0. 0. 0. 0. 0. 0. 0. 0. 0. ] [0. 0. 0. 0. 0. 0. 0. 0. 0. 0. 0. 0. 0. 0. 0. 0. 0. 0. 0. 0. 0. 0. 0. 0. 0. 0. 0. 0. 0. 0. ] [0. 0. 0. 0. 0. 0. 0. 0. 0. 0. 0. 0. 0. 0. 0. 0. 0. 0. 0. 0. 0. 0. 0. 0. 0. 0. 0. 0. 0. 0. ] [0. 0. 0. 0. 0. 0. 0. 0. 0. 0. 0. 0. 0. 0. 0. 0. 0. 0. 0. 0. 0. 0. 0. 0. 0. 0. 0. 0. 0. 0. ] [0. 0. 0. 0. 0. 0. 0. 0. 0. 0. 0. 0. 0. 0. 0. 0. 0. 0. 0. 0. 0. 0. 0. 0. 0. 0. 0. 0. 0. 0. ] [0. 0. 0. 0. 0. 0. 0. 0. 0. 0. 0. 0. 0. 0. 0. 0. 0. 0. 0. 0. 0. 0. 0. 0. 0. 0. 0. 0. 0. 0. ] [0. 0. 0. 0. 0. 0. 0. 0. 0. 0. 0. 0. 0. 0. 0. 0. 0. 0. 0. 0. 0. 0. 0. 0. 0. 0. 0. 0. 0. 0. ] [0. 0. 0. 0. 0. 0. 0. 0. 0. 0. 0. 0. 0. 0. 0. 0. 0. 0. 0. 0. 0. 0. 0. 0. 0. 0. 0. 0. 0. 0. ]] | 2D array of the non-dimensional midpoint defined along the outer profile of a layer. The first dimension represents each layer, the second dimension represents each entry along blade span.
blade.internal_structure_2d_fem.layer_start_nd_yaml | output |  | [[0. 0. 0. 0. 0. 0. 0. 0. 0. 0. 0. 0. 0. 0. 0. 0. 0. 0. 0. 0. 0. 0. 0. 0. 0. 0. 0. 0. 0. 0.] [0. 0. 0. 0. 0. 0. 0. 0. 0. 0. 0. 0. 0. 0. 0. 0. 0. 0. 0. 0. 0. 0. 0. 0. 0. 0. 0. 0. 0. 0.] [0. 0. 0. 0. 0. 0. 0. 0. 0. 0. 0. 0. 0. 0. 0. 0. 0. 0. 0. 0. 0. 0. 0. 0. 0. 0. 0. 0. 0. 0.] [0. 0. 0. 0. 0. 0. 0. 0. 0. 0. 0. 0. 0. 0. 0. 0. 0. 0. 0. 0. 0. 0. 0. 0. 0. 0. 0. 0. 0. 0.] [0. 0. 0. 0. 0. 0. 0. 0. 0. 0. 0. 0. 0. 0. 0. 0. 0. 0. 0. 0. 0. 0. 0. 0. 0. 0. 0. 0. 0. 0.] [0. 0. 0. 0. 0. 0. 0. 0. 0. 0. 0. 0. 0. 0. 0. 0. 0. 0. 0. 0. 0. 0. 0. 0. 0. 0. 0. 0. 0. 0.] [0. 0. 0. 0. 0. 0. 0. 0. 0. 0. 0. 0. 0. 0. 0. 0. 0. 0. 0. 0. 0. 0. 0. 0. 0. 0. 0. 0. 0. 0.] [0. 0. 0. 0. 0. 0. 0. 0. 0. 0. 0. 0. 0. 0. 0. 0. 0. 0. 0. 0. 0. 0. 0. 0. 0. 0. 0. 0. 0. 0.] [0. 0. 0. 0. 0. 0. 0. 0. 0. 0. 0. 0. 0. 0. 0. 0. 0. 0. 0. 0. 0. 0. 0. 0. 0. 0. 0. 0. 0. 0.] [0. 0. 0. 0. 0. 0. 0. 0. 0. 0. 0. 0. 0. 0. 0. 0. 0. 0. 0. 0. 0. 0. 0. 0. 0. 0. 0. 0. 0. 0.] [0. 0. 0. 0. 0. 0. 0. 0. 0. 0. 0. 0. 0. 0. 0. 0. 0. 0. 0. 0. 0. 0. 0. 0. 0. 0. 0. 0. 0. 0.] [0. 0. 0. 0. 0. 0. 0. 0. 0. 0. 0. 0. 0. 0. 0. 0. 0. 0. 0. 0. 0. 0. 0. 0. 0. 0. 0. 0. 0. 0.] [0. 0. 0. 0. 0. 0. 0. 0. 0. 0. 0. 0. 0. 0. 0. 0. 0. 0. 0. 0. 0. 0. 0. 0. 0. 0. 0. 0. 0. 0.] [0. 0. 0. 0. 0. 0. 0. 0. 0. 0. 0. 0. 0. 0. 0. 0. 0. 0. 0. 0. 0. 0. 0. 0. 0. 0. 0. 0. 0. 0.] [0. 0. 0. 0. 0. 0. 0. 0. 0. 0. 0. 0. 0. 0. 0. 0. 0. 0. 0. 0. 0. 0. 0. 0. 0. 0. 0. 0. 0. 0.] [0. 0. 0. 0. 0. 0. 0. 0. 0. 0. 0. 0. 0. 0. 0. 0. 0. 0. 0. 0. 0. 0. 0. 0. 0. 0. 0. 0. 0. 0.] [0. 0. 0. 0. 0. 0. 0. 0. 0. 0. 0. 0. 0. 0. 0. 0. 0. 0. 0. 0. 0. 0. 0. 0. 0. 0. 0. 0. 0. 0.] [0. 0. 0. 0. 0. 0. 0. 0. 0. 0. 0. 0. 0. 0. 0. 0. 0. 0. 0. 0. 0. 0. 0. 0. 0. 0. 0. 0. 0. 0.]] | 2D array of the non-dimensional start point defined along the outer profile of a layer. The TE suction side is 0, the TE pressure side is 1. The first dimension represents each layer, the second dimension represents each entry along blade span.
blade.internal_structure_2d_fem.layer_end_nd_yaml | output |  | [[1. 1. 1. 1. 1. 1. 1. 1. 1. 1. 1. 1. 1. 1. 1. 1. 1. 1. 1. 1. 1. 1. 1. 1. 1. 1. 1. 1. 1. 1.] [1. 1. 1. 1. 1. 1. 1. 1. 1. 1. 1. 1. 1. 1. 1. 1. 1. 1. 1. 1. 1. 1. 1. 1. 1. 1. 1. 1. 1. 1.] [0. 0. 0. 0. 0. 0. 0. 0. 0. 0. 0. 0. 0. 0. 0. 0. 0. 0. 0. 0. 0. 0. 0. 0. 0. 0. 0. 0. 0. 0.] [0. 0. 0. 0. 0. 0. 0. 0. 0. 0. 0. 0. 0. 0. 0. 0. 0. 0. 0. 0. 0. 0. 0. 0. 0. 0. 0. 0. 0. 0.] [0. 0. 0. 0. 0. 0. 0. 0. 0. 0. 0. 0. 0. 0. 0. 0. 0. 0. 0. 0. 0. 0. 0. 0. 0. 0. 0. 0. 0. 0.] [0. 0. 0. 0. 0. 0. 0. 0. 0. 0. 0. 0. 0. 0. 0. 0. 0. 0. 0. 0. 0. 0. 0. 0. 0. 0. 0. 0. 0. 0.] [1. 1. 1. 1. 1. 1. 1. 1. 1. 1. 1. 1. 1. 1. 1. 1. 1. 1. 1. 1. 1. 1. 1. 1. 1. 1. 1. 1. 1. 1.] [0. 0. 0. 0. 0. 0. 0. 0. 0. 0. 0. 0. 0. 0. 0. 0. 0. 0. 0. 0. 0. 0. 0. 0. 0. 0. 0. 0. 0. 0.] [0. 0. 0. 0. 0. 0. 0. 0. 0. 0. 0. 0. 0. 0. 0. 0. 0. 0. 0. 0. 0. 0. 0. 0. 0. 0. 0. 0. 0. 0.] [0. 0. 0. 0. 0. 0. 0. 0. 0. 0. 0. 0. 0. 0. 0. 0. 0. 0. 0. 0. 0. 0. 0. 0. 0. 0. 0. 0. 0. 0.] [0. 0. 0. 0. 0. 0. 0. 0. 0. 0. 0. 0. 0. 0. 0. 0. 0. 0. 0. 0. 0. 0. 0. 0. 0. 0. 0. 0. 0. 0.] [1. 1. 1. 1. 1. 1. 1. 1. 1. 1. 1. 1. 1. 1. 1. 1. 1. 1. 1. 1. 1. 1. 1. 1. 1. 1. 1. 1. 1. 1.] [0. 0. 0. 0. 0. 0. 0. 0. 0. 0. 0. 0. 0. 0. 0. 0. 0. 0. 0. 0. 0. 0. 0. 0. 0. 0. 0. 0. 0. 0.] [0. 0. 0. 0. 0. 0. 0. 0. 0. 0. 0. 0. 0. 0. 0. 0. 0. 0. 0. 0. 0. 0. 0. 0. 0. 0. 0. 0. 0. 0.] [0. 0. 0. 0. 0. 0. 0. 0. 0. 0. 0. 0. 0. 0. 0. 0. 0. 0. 0. 0. 0. 0. 0. 0. 0. 0. 0. 0. 0. 0.] [0. 0. 0. 0. 0. 0. 0. 0. 0. 0. 0. 0. 0. 0. 0. 0. 0. 0. 0. 0. 0. 0. 0. 0. 0. 0. 0. 0. 0. 0.] [0. 0. 0. 0. 0. 0. 0. 0. 0. 0. 0. 0. 0. 0. 0. 0. 0. 0. 0. 0. 0. 0. 0. 0. 0. 0. 0. 0. 0. 0.] [0. 0. 0. 0. 0. 0. 0. 0. 0. 0. 0. 0. 0. 0. 0. 0. 0. 0. 0. 0. 0. 0. 0. 0. 0. 0. 0. 0. 0. 0.]] | 2D array of the non-dimensional end point defined along the outer profile of a layer. The TE suction side is 0, the TE pressure side is 1. The first dimension represents each layer, the second dimension represents each entry along blade span.
blade.internal_structure_2d_fem.layer_side | output | Unavailable | ['', '', 'suction', 'pressure', '', '', '', '', '', '', '', '', '', '', '', '', '', ''] | 1D array setting whether the layer is on the suction or pressure side. This entry is only used if definition_layer is equal to 1 or 2.
blade.internal_structure_2d_fem.definition_web | output | Unavailable | [1. 1.] | 1D array of flags identifying how webs are specified in the yaml. 1) offset+rotation=twist 2) offset+rotation
blade.internal_structure_2d_fem.definition_layer | output | Unavailable | [ 9. 9. 2. 2. 5. 7. 8. 6. 6. 6. 6. 9. 10. 10. 10. 10. 10. 10.] | 1D array of flags identifying how layers are specified in the yaml. 1) all around (skin, paint, ) 2) offset+rotation twist+width (spar caps) 3) offset+user defined rotation+width 4) midpoint TE+width (TE reinf) 5) midpoint LE+width (LE reinf) 6) layer position fixed to other layer (core fillers) 7) start and width 8) end and width 9) start and end nd 10) web layer
blade.internal_structure_2d_fem.index_layer_start | output | Unavailable | [0. 0. 0. 0. 0. 0. 0. 5. 2. 4. 3. 0. 0. 0. 0. 0. 0. 0.] | Index used to fix a layer to another
blade.internal_structure_2d_fem.index_layer_end | output | Unavailable | [0. 0. 0. 0. 0. 0. 0. 2. 4. 3. 6. 0. 0. 0. 0. 0. 0. 0.] | Index used to fix a layer to another
blade.interp_airfoils.af_position | input |  | [0. 0.00416667 0.02083333 0.04166667 0.08333333 0.125 0.16666667 0.20833333 0.25 0.29166667 0.33333333 0.375 0.41666667 0.45833333 0.5 0.54166667 0.58333333 0.625 0.66666667 0.70833333 0.75 0.79166667 0.83333333 0.875 0.91666667 0.95833333 0.99958333 1. ] | 1D array of the non dimensional positions of the airfoils af_used defined along blade span.
blade.interp_airfoils.ac | input |  | [0.275 0.5 0.275 0.275 0.275 0.275 0.275] | 1D array of the aerodynamic centers of each airfoil.
blade.interp_airfoils.r_thick_discrete | input |  | [0.4 1. 0.3 0.21 0.25 0.35 0.17] | 1D array of the relative thicknesses of each airfoil.
blade.interp_airfoils.aoa | input | rad | [-3.14159265 -3.08923278 -3.0368729 -2.98451302 -2.93215314 -2.87979327 -2.82743339 -2.77507351 -2.72271363 -2.67035376 -2.61799388 -2.565634 -2.51327412 -2.46091425 -2.40855437 -2.35619449 -2.30383461 -2.25147474 -2.19911486 -2.14675498 -2.0943951 -2.04203522 -1.98967535 -1.93731547 -1.88495559 -1.83259571 -1.78023584 -1.72787596 -1.67551608 -1.6231562 -1.57079633 -1.51843645 -1.46607657 -1.41371669 -1.36135682 -1.30899694 -1.25663706 -1.20427718 -1.15191731 -1.09955743 -1.04719755 -0.99483767 -0.9424778 -0.89011792 -0.83775804 -0.78539816 -0.73303829 -0.68067841 -0.62831853 -0.57595865 -0.52359878 -0.51302102 -0.50244327 -0.49186552 -0.48128776 -0.47071001 -0.46013226 -0.4495545 -0.43897675 -0.428399 -0.41782125 -0.40724349 -0.39666574 -0.38608799 -0.37551023 -0.36493248 -0.35435473 -0.34377697 -0.33319922 -0.32262147 -0.31204371 -0.30146596 -0.29088821 -0.28031046 -0.2697327 -0.25915495 -0.2485772 -0.23799944 -0.22742169 -0.21684394 -0.20626618 -0.19568843 -0.18511068 -0.17453293 -0.16395517 -0.15337742 -0.14279967 -0.13222191 -0.12164416 -0.11106641 -0.10048865 -0.0899109 -0.07933315 -0.06875539 -0.05817764 -0.04759989 -0.03702214 -0.02644438 -0.01586663 -0.00528888 0.00528888 0.01586663 0.02644438 0.03702214 0.04759989 0.05817764 0.06875539 0.07933315 0.0899109 0.10048865 0.11106641 0.12164416 0.13222191 0.14279967 0.15337742 0.16395517 0.17453293 0.18511068 0.19568843 0.20626618 0.21684394 0.22742169 0.23799944 0.2485772 0.25915495 0.2697327 0.28031046 0.29088821 0.30146596 0.31204371 0.32262147 0.33319922 0.34377697 0.35435473 0.36493248 0.37551023 0.38608799 0.39666574 0.40724349 0.41782125 0.428399 0.43897675 0.4495545 0.46013226 0.47071001 0.48128776 0.49186552 0.50244327 0.51302102 0.52359878 0.57595865 0.62831853 0.68067841 0.73303829 0.78539816 0.83775804 0.89011792 0.9424778 0.99483767 1.04719755 1.09955743 1.15191731 1.20427718 1.25663706 1.30899694 1.36135682 1.41371669 1.46607657 1.51843645 1.57079633 1.6231562 1.67551608 1.72787596 1.78023584 1.83259571 1.88495559 1.93731547 1.98967535 2.04203522 2.0943951 2.14675498 2.19911486 2.25147474 2.30383461 2.35619449 2.40855437 2.46091425 2.51327412 2.565634 2.61799388 2.67035376 2.72271363 2.77507351 2.82743339 2.87979327 2.93215314 2.98451302 3.0368729 3.08923278 3.14159265] | 1D array of the angles of attack used to define the polars of the airfoils. All airfoils defined in openmdao share this grid.
blade.interp_airfoils.cl | input |  | [[[[ 1.27742998e-02]] [[ 1.42693272e-01]] [[ 2.58637012e-01]] ... [[-2.66800672e-01]] [[-1.38782724e-01]] [[ 1.27742998e-02]]] [[[ 0.00000000e+00]] [[ 0.00000000e+00]] [[ 0.00000000e+00]] ... [[ 0.00000000e+00]] [[ 0.00000000e+00]] [[ 0.00000000e+00]]] [[[ 4.96420961e-02]] [[ 1.87282479e-01]] [[ 3.10020952e-01]] ... [[-3.20759911e-01]] [[-1.62662921e-01]] [[ 4.96420961e-02]]] ... [[[-2.61646824e-03]] [[ 2.32069003e-01]] [[ 4.60318188e-01]] ... [[-4.60746100e-01]] [[-2.33089501e-01]] [[-2.61646824e-03]]] [[[ 1.80442976e-02]] [[ 1.49402929e-01]] [[ 2.66763118e-01]] ... [[-2.71122153e-01]] [[-1.39129728e-01]] [[ 1.80442976e-02]]] [[[-1.53642952e-08]] [[ 2.24280087e-01]] [[ 4.60935912e-01]] ... [[-4.60935912e-01]] [[-2.24280087e-01]] [[ 1.53642952e-08]]]] | 4D array with the lift coefficients of the airfoils. Dimension 0 is along the different airfoils defined in the yaml, dimension 1 is along the angles of attack, dimension 2 is along the Reynolds number, dimension 3 is along the number of tabs, which may describe multiple sets at the same station, for example in presence of a flap.
blade.interp_airfoils.cd | input |  | [[[[0.06162547]] [[0.06296798]] [[0.06920074]] ... [[0.07156878]] [[0.06373137]] [[0.06162547]]] [[[0.5 ]] [[0.5 ]] [[0.5 ]] ... [[0.5 ]] [[0.5 ]] [[0.5 ]]] [[[0.02308492]] [[0.03208652]] [[0.05037982]] ... [[0.05179242]] [[0.0324726 ]] [[0.02308492]]] ... [[[0.01677446]] [[0.02683965]] [[0.04620442]] ... [[0.04768644]] [[0.02744935]] [[0.01677446]]] [[[0.03773591]] [[0.04508672]] [[0.06158979]] ... [[0.05995048]] [[0.04432275]] [[0.03773591]]] [[[0.0198 ]] [[0.02572598]] [[0.04114402]] ... [[0.04047996]] [[0.02538511]] [[0.0198 ]]]] | 4D array with the drag coefficients of the airfoils. Dimension 0 is along the different airfoils defined in the yaml, dimension 1 is along the angles of attack, dimension 2 is along the Reynolds number, dimension 3 is along the number of tabs, which may describe multiple sets at the same station, for example in presence of a flap.
blade.interp_airfoils.cm | input |  | [[[[ 3.70854259e-04]] [[ 5.78906867e-02]] [[ 1.09442053e-01]] ... [[-1.20140868e-01]] [[-6.33445740e-02]] [[ 3.70854259e-04]]] [[[ 0.00000000e+00]] [[ 0.00000000e+00]] [[ 0.00000000e+00]] ... [[ 0.00000000e+00]] [[ 0.00000000e+00]] [[ 0.00000000e+00]]] [[[-1.86042725e-07]] [[ 8.25025552e-02]] [[ 1.70228612e-01]] ... [[-1.69531819e-01]] [[-8.25480839e-02]] [[-1.86042725e-07]]] ... [[[-5.55629713e-07]] [[ 1.10572981e-01]] [[ 2.27490820e-01]] ... [[-2.27669873e-01]] [[-1.10610368e-01]] [[-5.55629713e-07]]] [[[ 4.09061074e-04]] [[ 5.80698162e-02]] [[ 1.09744885e-01]] ... [[-1.18962339e-01]] [[-6.27004305e-02]] [[ 4.09061074e-04]]] [[[-7.71299959e-09]] [[ 1.12680187e-01]] [[ 2.31783829e-01]] ... [[-2.31710912e-01]] [[-1.12584318e-01]] [[ 7.70271560e-09]]]] | 4D array with the moment coefficients of the airfoils. Dimension 0 is along the different airfoils defined in the yaml, dimension 1 is along the angles of attack, dimension 2 is along the Reynolds number, dimension 3 is along the number of tabs, which may describe multiple sets at the same station, for example in presence of a flap.
blade.interp_airfoils.coord_xy | input |  | [[[ 1.00000000e+00 -3.47000010e-03] [ 9.82059782e-01 4.47998271e-04] [ 9.63825795e-01 2.56230054e-03] ... [ 9.66589031e-01 1.42523879e-02] [ 9.83283080e-01 8.83657527e-03] [ 1.00000000e+00 3.47000010e-03]] [[ 1.00000000e+00 0.00000000e+00] [ 9.99310113e-01 -2.24586628e-02] [ 9.97715675e-01 -4.48159779e-02] ... [ 9.97767307e-01 4.41944433e-02] [ 9.99327246e-01 2.21465777e-02] [ 1.00000000e+00 -5.92245437e-18]] [[ 1.00000000e+00 -2.46000000e-03] [ 9.79182514e-01 2.21522127e-03] [ 9.58045687e-01 5.01713457e-03] ... [ 9.60781257e-01 1.32444951e-02] [ 9.80406715e-01 7.93618866e-03] [ 1.00000000e+00 2.46000000e-03]] ... [[ 1.00000000e+00 -2.13100000e-03] [ 9.77589551e-01 1.91382544e-03] [ 9.55115490e-01 5.46087449e-03] ... [ 9.57108237e-01 1.39643103e-02] [ 9.78595852e-01 8.23338042e-03] [ 1.00000000e+00 2.13100000e-03]] [[ 1.00000000e+00 -2.83000000e-03] [ 9.81183777e-01 1.62237678e-03] [ 9.62006541e-01 4.01671112e-03] ... [ 9.64854654e-01 1.29112589e-02] [ 9.82422420e-01 7.86900286e-03] [ 1.00000000e+00 2.83000000e-03]] [[ 1.00000000e+00 -1.56966672e-03] [ 9.76316764e-01 1.02847187e-03] [ 9.52601299e-01 3.04112178e-03] ... [ 9.53511819e-01 1.21364556e-02] [ 9.76793838e-01 7.07018392e-03] [ 1.00000000e+00 1.56966672e-03]]] | 3D array of the x and y airfoil coordinates of the n_af airfoils.
blade.interp_airfoils.name | input | Unavailable | ['DU40_A17', 'Cylinder', 'DU30_A17', 'DU21_A17', 'DU25_A17', 'DU35_A17', 'DU17_A17'] | 1D array of names of airfoils.
blade.outer_shape_bem.s_default | output |  | [0. 0.03448276 0.06896552 0.10344828 0.13793103 0.17241379 0.20689655 0.24137931 0.27586207 0.31034483 0.34482759 0.37931034 0.4137931 0.44827586 0.48275862 0.51724138 0.55172414 0.5862069 0.62068966 0.65517241 0.68965517 0.72413793 0.75862069 0.79310345 0.82758621 0.86206897 0.89655172 0.93103448 0.96551724 1. ] | 1D array of the non-dimensional spanwise grid defined along blade axis (0-blade root, 1-blade tip)
blade.outer_shape_bem.chord_yaml | output | m | [5. 6.45057184 7. 7. 7. 6.98980714 6.72049092 6.4708953 6.24487326 5.94201502 5.55704973 5.19612751 4.85662024 4.55786366 4.23832377 3.93496921 3.68586956 3.48067502 3.22630701 3.05296816 2.88965517 2.72413792 2.55862069 2.39310346 2.22758619 2.06206896 1.901718 1.71813319 1.36512688 0.5 ] | 1D array of the chord values defined along blade span.
blade.outer_shape_bem.twist_yaml | output | rad | [ 0.97738438 0.66076487 0.48378032 0.35172297 0.23757181 0.15461066 0.11998401 0.08951877 0.08011156 0.06839539 0.05069348 0.03689154 0.02589658 -0.00260522 -0.01628047 -0.02163829 -0.02589926 -0.03262599 -0.03850517 -0.04566013 -0.04813058 -0.04991932 -0.05373845 -0.05934119 -0.05934119 -0.05135876 -0.03840534 -0.02422526 -0.01097925 -0.00418879] | 1D array of the twist values defined along blade span. The twist is defined positive for negative rotations around the z axis (the same as in BeamDyn).
blade.outer_shape_bem.r_thick_yaml | output |  | [0. 0. 0. 0. 0. 0. 0. 0. 0. 0. 0. 0. 0. 0. 0. 0. 0. 0. 0. 0. 0. 0. 0. 0. 0. 0. 0. 0. 0. 0.] | 1D array of the relative thickness values defined along blade span.
blade.outer_shape_bem.pitch_axis_yaml | output |  | [0.5 0.33681067 0.275 0.275 0.275 0.275 0.275 0.275 0.275 0.275 0.275 0.275 0.275 0.275 0.275 0.275 0.275 0.275 0.275 0.275 0.275 0.275 0.275 0.275 0.275 0.275 0.275 0.275 0.275 0.275 ] | 1D array of the chordwise position of the pitch axis (0-LE, 1-TE), defined along blade span.
blade.outer_shape_bem.ref_axis_yaml | output | m | [[ 0. 0. 0. ] [ 0. 0. 4.1379309 ] [ 0. 0. 8.27586218] [ 0. 0. 12.41379339] [ 0. 0. 16.55172397] [ 0. 0. 20.68965483] [ 0. 0. 24.8275866 ] [ 0. 0. 28.96551734] [ 0. 0. 33.10344794] [ 0. 0. 37.24137925] [ 0. 0. 41.37931072] [ 0. 0. 45.51724133] [ 0. 0. 49.65517201] [ 0. 0. 53.79310371] [ 0. 0. 57.93103471] [ 0. 0. 62.06896529] [ 0. 0. 66.20689629] [ 0. 0. 70.34482799] [ 0. 0. 74.48275867] [ 0. 0. 78.62068928] [ 0. 0. 82.75862075] [ 0. 0. 86.89655206] [ 0. 0. 91.03448266] [ 0. 0. 95.1724134 ] [ 0. 0. 99.31034517] [ 0. 0. 103.44827603] [ 0. 0. 107.58620661] [ 0. 0. 111.72413775] [ 0. 0. 115.86207007] [ 0. 0. 120. ]] | 2D array of the coordinates (x,y,z) of the blade reference axis, defined along blade span. The coordinate system is the one of BeamDyn: it is placed at blade root with x pointing the suction side of the blade, y pointing the trailing edge and z along the blade span. A standard configuration will have negative x values (prebend), if swept positive y values, and positive z values.
blade.outer_shape_bem.span_end | input |  | [] | 1D array of the positions along blade span where something (a DAC device?) starts and we want a grid point. Only values between 0 and 1 are meaningful.
blade.outer_shape_bem.span_ext | input |  | [] | 1D array of the extensions along blade span where something (a DAC device?) lives and we want a grid point. Only values between 0 and 1 are meaningful.
blade.pa.s_opt_twist | input |  | [0. 0.03448276 0.06896552 0.10344828 0.13793103 0.17241379 0.20689655 0.24137931 0.27586207 0.31034483 0.34482759 0.37931034 0.4137931 0.44827586 0.48275862 0.51724138 0.55172414 0.5862069 0.62068966 0.65517241 0.68965517 0.72413793 0.75862069 0.79310345 0.82758621 0.86206897 0.89655172 0.93103448 0.96551724 1. ] | 1D array of the non-dimensional spanwise grid defined along blade axis to optimize the blade twist angle
blade.pa.twist_opt | input | rad | [ 0.97738438 0.66076487 0.48378032 0.35172297 0.23757181 0.15461066 0.11998401 0.08951877 0.08011156 0.06839539 0.05069348 0.03689154 0.02589658 -0.00260522 -0.01628047 -0.02163829 -0.02589926 -0.03262599 -0.03850517 -0.04566013 -0.04813058 -0.04991932 -0.05373845 -0.05934119 -0.05934119 -0.05135876 -0.03840534 -0.02422526 -0.01097925 -0.00418879] | 1D array of the twist angle being optimized at the n_opt locations.
blade.pa.s_opt_chord | input |  | [0. 0.03448276 0.06896552 0.10344828 0.13793103 0.17241379 0.20689655 0.24137931 0.27586207 0.31034483 0.34482759 0.37931034 0.4137931 0.44827586 0.48275862 0.51724138 0.55172414 0.5862069 0.62068966 0.65517241 0.68965517 0.72413793 0.75862069 0.79310345 0.82758621 0.86206897 0.89655172 0.93103448 0.96551724 1. ] | 1D array of the non-dimensional spanwise grid defined along blade axis to optimize the blade chord
blade.pa.chord_opt | input | m | [5. 6.45057184 7. 7. 7. 6.98980714 6.72049092 6.4708953 6.24487326 5.94201502 5.55704973 5.19612751 4.85662024 4.55786366 4.23832377 3.93496921 3.68586956 3.48067502 3.22630701 3.05296816 2.88965517 2.72413792 2.55862069 2.39310346 2.22758619 2.06206896 1.901718 1.71813319 1.36512688 0.5 ] | 1D array of the chord being optimized at the n_opt locations.
blade.ps.layer_thickness_original | input | m | [[0.0005 0.0005 0.0005 0.0005 0.0005 0.0005 0.0005 0.0005 0.0005 0.0005 0.0005 0.0005 0.0005 0.0005 0.0005 0.0005 0.0005 0.0005 0.0005 0.0005 0.0005 0.0005 0.0005 0.0005 0.0005 0.0005 0.0005 0.0005 0.0005 0.0005 ] [0.05 0.04081969 0.03226966 0.02415612 0.01564759 0.00867322 0.00473378 0.00312627 0.00227767 0.00203461 0.00200053 0.00200002 0.002 0.002 0.002 0.002 0.002 0.002 0.002 0.002 0.002 0.002 0.002 0.002 0.00180323 0.00131224 0.00104021 0.00100135 0.001 0.001 ] [0.0001 0.00438147 0.0150519 0.03035182 0.04746369 0.06362935 0.07611578 0.08317021 0.08937909 0.09450151 0.09777677 0.09841932 0.09739565 0.09512692 0.09226371 0.08925432 0.08635675 0.0832791 0.07972353 0.07549254 0.0699988 0.06112214 0.04860463 0.03545513 0.02466062 0.01776472 0.01194345 0.00691416 0.00324837 0.001 ] [0.0001 0.00438147 0.0150519 0.03035182 0.04746369 0.06362935 0.07611578 0.08317021 0.08937909 0.09450151 0.09777677 0.09841932 0.09739565 0.09512692 0.09226371 0.08925432 0.08635675 0.0832791 0.07972353 0.07549254 0.0699988 0.06112214 0.04860463 0.03545513 0.02466062 0.01776472 0.01194345 0.00691416 0.00324837 0.001 ] [0. 0. 0. 0.00299507 0.00294581 0.00289655 0.00284729 0.00279803 0.00274877 0.00269951 0.00265025 0.00260099 0.00255172 0.00250246 0.0024532 0.00240394 0.00235468 0.00230542 0.00225616 0.0022069 0.00215764 0.00210837 0.00205911 0.00200985 0. 0. 0. 0. 0. 0. ] [0. 0. 0. 0.0151551 0.02659419 0.03838054 0.04863375 0.05706524 0.06593926 0.07399829 0.07952219 0.08035564 0.07552905 0.06548829 0.05371052 0.04289912 0.03358001 0.02375535 0.01434111 0.00715383 0.00416067 0.00301727 0.0021994 0.00162397 0. 0. 0. 0. 0. 0. ] [0. 0. 0. 0.0151551 0.02659419 0.03838054 0.04863375 0.05706524 0.06593926 0.07399829 0.07952219 0.08035564 0.07552905 0.06548829 0.05371052 0.04289912 0.03358001 0.02375535 0.01434111 0.00715383 0.00416067 0.00301727 0.0021994 0.00162397 0. 0. 0. 0. 0. 0. ] [0. 0. 0. 0.05972906 0.0570197 0.05431034 0.05160099 0.04889163 0.04618227 0.04347291 0.04076355 0.03805419 0.03534483 0.03263547 0.02992611 0.02721675 0.02450739 0.02179803 0.01908867 0.01637931 0.01366995 0.01096059 0.00825123 0.00554187 0. 0. 0. 0. 0. 0. ] [0. 0. 0. 0.05972906 0.0570197 0.05431034 0.05160099 0.04889163 0.04618227 0.04347291 0.04076355 0.03805419 0.03534483 0.03263547 0.02992611 0.02721675 0.02450739 0.02179803 0.01908867 0.01637931 0.01366995 0.01096059 0.00825123 0.00554187 0. 0. 0. 0. 0. 0. ] [0. 0. 0. 0.05972906 0.0570197 0.05431034 0.05160099 0.04889163 0.04618227 0.04347291 0.04076355 0.03805419 0.03534483 0.03263547 0.02992611 0.02721675 0.02450739 0.02179803 0.01908867 0.01637931 0.01366995 0.01096059 0.00825123 0.00554187 0. 0. 0. 0. 0. 0. ] [0. 0. 0. 0.05972906 0.0570197 0.05431034 0.05160099 0.04889163 0.04618227 0.04347291 0.04076355 0.03805419 0.03534483 0.03263547 0.02992611 0.02721675 0.02450739 0.02179803 0.01908867 0.01637931 0.01366995 0.01096059 0.00825123 0.00554187 0. 0. 0. 0. 0. 0. ] [0.05 0.04081969 0.03226966 0.02415612 0.01564759 0.00867322 0.00473378 0.00312627 0.00227767 0.00203461 0.00200053 0.00200002 0.002 0.002 0.002 0.002 0.002 0.002 0.002 0.002 0.002 0.002 0.002 0.002 0.00180323 0.00131224 0.00104021 0.00100135 0.001 0.001 ] [0. 0. 0. 0.00199391 0.00193306 0.00187221 0.00181136 0.00175051 0.00168966 0.0016288 0.00156795 0.0015071 0.00144625 0.0013854 0.00132454 0.00126369 0.00120284 0.00114199 0.00108114 0.00102028 0.00095943 0.00089858 0.00083773 0.00077688 0.00071602 0.00065517 0.00059432 0.00053347 0. 0. ] [0. 0. 0. 0.04284584 0.04130426 0.03976268 0.0382211 0.03667951 0.03513793 0.03359635 0.03205477 0.03051318 0.0289716 0.02743002 0.02588844 0.02434686 0.02280527 0.02126369 0.01972211 0.01818053 0.01663895 0.01509736 0.01355578 0.0120142 0.01047262 0.00893103 0.00738945 0.00584787 0. 0. ] [0. 0. 0. 0.00199391 0.00193306 0.00187221 0.00181136 0.00175051 0.00168966 0.0016288 0.00156795 0.0015071 0.00144625 0.0013854 0.00132454 0.00126369 0.00120284 0.00114199 0.00108114 0.00102028 0.00095943 0.00089858 0.00083773 0.00077688 0.00071602 0.00065517 0.00059432 0.00053347 0. 0. ] [0. 0. 0. 0.00199391 0.00193306 0.00187221 0.00181136 0.00175051 0.00168966 0.0016288 0.00156795 0.0015071 0.00144625 0.0013854 0.00132454 0.00126369 0.00120284 0.00114199 0.00108114 0.00102028 0.00095943 0.00089858 0.00083773 0.00077688 0.00071602 0.00065517 0.00059432 0.00053347 0. 0. ] [0. 0. 0. 0.04284584 0.04130426 0.03976268 0.0382211 0.03667951 0.03513793 0.03359635 0.03205477 0.03051318 0.0289716 0.02743002 0.02588844 0.02434686 0.02280527 0.02126369 0.01972211 0.01818053 0.01663895 0.01509736 0.01355578 0.0120142 0.01047262 0.00893103 0.00738945 0.00584787 0. 0. ] [0. 0. 0. 0.00199391 0.00193306 0.00187221 0.00181136 0.00175051 0.00168966 0.0016288 0.00156795 0.0015071 0.00144625 0.0013854 0.00132454 0.00126369 0.00120284 0.00114199 0.00108114 0.00102028 0.00095943 0.00089858 0.00083773 0.00077688 0.00071602 0.00065517 0.00059432 0.00053347 0. 0. ]] | 2D array of the thickness of the layers of the blade structure. The first dimension represents each layer, the second dimension represents each entry along blade span.
blade.ps.s_opt_layer_0 | input |  | [0. 0.03448276 0.06896552 0.10344828 0.13793103 0.17241379 0.20689655 0.24137931 0.27586207 0.31034483 0.34482759 0.37931034 0.4137931 0.44827586 0.48275862 0.51724138 0.55172414 0.5862069 0.62068966 0.65517241 0.68965517 0.72413793 0.75862069 0.79310345 0.82758621 0.86206897 0.89655172 0.93103448 0.96551724 1. ]
blade.ps.layer_0_opt | input | m | [0.0005 0.0005 0.0005 0.0005 0.0005 0.0005 0.0005 0.0005 0.0005 0.0005 0.0005 0.0005 0.0005 0.0005 0.0005 0.0005 0.0005 0.0005 0.0005 0.0005 0.0005 0.0005 0.0005 0.0005 0.0005 0.0005 0.0005 0.0005 0.0005 0.0005]
blade.ps.s_opt_layer_1 | input |  | [0. 0.03448276 0.06896552 0.10344828 0.13793103 0.17241379 0.20689655 0.24137931 0.27586207 0.31034483 0.34482759 0.37931034 0.4137931 0.44827586 0.48275862 0.51724138 0.55172414 0.5862069 0.62068966 0.65517241 0.68965517 0.72413793 0.75862069 0.79310345 0.82758621 0.86206897 0.89655172 0.93103448 0.96551724 1. ]
blade.ps.layer_1_opt | input | m | [0.05 0.04081969 0.03226966 0.02415612 0.01564759 0.00867322 0.00473378 0.00312627 0.00227767 0.00203461 0.00200053 0.00200002 0.002 0.002 0.002 0.002 0.002 0.002 0.002 0.002 0.002 0.002 0.002 0.002 0.00180323 0.00131224 0.00104021 0.00100135 0.001 0.001 ]
blade.ps.s_opt_layer_2 | input |  | [0. 0.03448276 0.06896552 0.10344828 0.13793103 0.17241379 0.20689655 0.24137931 0.27586207 0.31034483 0.34482759 0.37931034 0.4137931 0.44827586 0.48275862 0.51724138 0.55172414 0.5862069 0.62068966 0.65517241 0.68965517 0.72413793 0.75862069 0.79310345 0.82758621 0.86206897 0.89655172 0.93103448 0.96551724 1. ]
blade.ps.layer_2_opt | input | m | [0.0001 0.00438147 0.0150519 0.03035182 0.04746369 0.06362935 0.07611578 0.08317021 0.08937909 0.09450151 0.09777677 0.09841932 0.09739565 0.09512692 0.09226371 0.08925432 0.08635675 0.0832791 0.07972353 0.07549254 0.0699988 0.06112214 0.04860463 0.03545513 0.02466062 0.01776472 0.01194345 0.00691416 0.00324837 0.001 ]
blade.ps.s_opt_layer_3 | input |  | [0. 0.03448276 0.06896552 0.10344828 0.13793103 0.17241379 0.20689655 0.24137931 0.27586207 0.31034483 0.34482759 0.37931034 0.4137931 0.44827586 0.48275862 0.51724138 0.55172414 0.5862069 0.62068966 0.65517241 0.68965517 0.72413793 0.75862069 0.79310345 0.82758621 0.86206897 0.89655172 0.93103448 0.96551724 1. ]
blade.ps.layer_3_opt | input | m | [0.0001 0.00438147 0.0150519 0.03035182 0.04746369 0.06362935 0.07611578 0.08317021 0.08937909 0.09450151 0.09777677 0.09841932 0.09739565 0.09512692 0.09226371 0.08925432 0.08635675 0.0832791 0.07972353 0.07549254 0.0699988 0.06112214 0.04860463 0.03545513 0.02466062 0.01776472 0.01194345 0.00691416 0.00324837 0.001 ]
blade.ps.s_opt_layer_4 | input |  | [0. 0.03448276 0.06896552 0.10344828 0.13793103 0.17241379 0.20689655 0.24137931 0.27586207 0.31034483 0.34482759 0.37931034 0.4137931 0.44827586 0.48275862 0.51724138 0.55172414 0.5862069 0.62068966 0.65517241 0.68965517 0.72413793 0.75862069 0.79310345 0.82758621 0.86206897 0.89655172 0.93103448 0.96551724 1. ]
blade.ps.layer_4_opt | input | m | [0. 0. 0. 0.00299507 0.00294581 0.00289655 0.00284729 0.00279803 0.00274877 0.00269951 0.00265025 0.00260099 0.00255172 0.00250246 0.0024532 0.00240394 0.00235468 0.00230542 0.00225616 0.0022069 0.00215764 0.00210837 0.00205911 0.00200985 0. 0. 0. 0. 0. 0. ]
blade.ps.s_opt_layer_5 | input |  | [0. 0.03448276 0.06896552 0.10344828 0.13793103 0.17241379 0.20689655 0.24137931 0.27586207 0.31034483 0.34482759 0.37931034 0.4137931 0.44827586 0.48275862 0.51724138 0.55172414 0.5862069 0.62068966 0.65517241 0.68965517 0.72413793 0.75862069 0.79310345 0.82758621 0.86206897 0.89655172 0.93103448 0.96551724 1. ]
blade.ps.layer_5_opt | input | m | [0. 0. 0. 0.0151551 0.02659419 0.03838054 0.04863375 0.05706524 0.06593926 0.07399829 0.07952219 0.08035564 0.07552905 0.06548829 0.05371052 0.04289912 0.03358001 0.02375535 0.01434111 0.00715383 0.00416067 0.00301727 0.0021994 0.00162397 0. 0. 0. 0. 0. 0. ]
blade.ps.s_opt_layer_6 | input |  | [0. 0.03448276 0.06896552 0.10344828 0.13793103 0.17241379 0.20689655 0.24137931 0.27586207 0.31034483 0.34482759 0.37931034 0.4137931 0.44827586 0.48275862 0.51724138 0.55172414 0.5862069 0.62068966 0.65517241 0.68965517 0.72413793 0.75862069 0.79310345 0.82758621 0.86206897 0.89655172 0.93103448 0.96551724 1. ]
blade.ps.layer_6_opt | input | m | [0. 0. 0. 0.0151551 0.02659419 0.03838054 0.04863375 0.05706524 0.06593926 0.07399829 0.07952219 0.08035564 0.07552905 0.06548829 0.05371052 0.04289912 0.03358001 0.02375535 0.01434111 0.00715383 0.00416067 0.00301727 0.0021994 0.00162397 0. 0. 0. 0. 0. 0. ]
blade.ps.s_opt_layer_7 | input |  | [0. 0.03448276 0.06896552 0.10344828 0.13793103 0.17241379 0.20689655 0.24137931 0.27586207 0.31034483 0.34482759 0.37931034 0.4137931 0.44827586 0.48275862 0.51724138 0.55172414 0.5862069 0.62068966 0.65517241 0.68965517 0.72413793 0.75862069 0.79310345 0.82758621 0.86206897 0.89655172 0.93103448 0.96551724 1. ]
blade.ps.layer_7_opt | input | m | [0. 0. 0. 0.05972906 0.0570197 0.05431034 0.05160099 0.04889163 0.04618227 0.04347291 0.04076355 0.03805419 0.03534483 0.03263547 0.02992611 0.02721675 0.02450739 0.02179803 0.01908867 0.01637931 0.01366995 0.01096059 0.00825123 0.00554187 0. 0. 0. 0. 0. 0. ]
blade.ps.s_opt_layer_8 | input |  | [0. 0.03448276 0.06896552 0.10344828 0.13793103 0.17241379 0.20689655 0.24137931 0.27586207 0.31034483 0.34482759 0.37931034 0.4137931 0.44827586 0.48275862 0.51724138 0.55172414 0.5862069 0.62068966 0.65517241 0.68965517 0.72413793 0.75862069 0.79310345 0.82758621 0.86206897 0.89655172 0.93103448 0.96551724 1. ]
blade.ps.layer_8_opt | input | m | [0. 0. 0. 0.05972906 0.0570197 0.05431034 0.05160099 0.04889163 0.04618227 0.04347291 0.04076355 0.03805419 0.03534483 0.03263547 0.02992611 0.02721675 0.02450739 0.02179803 0.01908867 0.01637931 0.01366995 0.01096059 0.00825123 0.00554187 0. 0. 0. 0. 0. 0. ]
blade.ps.s_opt_layer_9 | input |  | [0. 0.03448276 0.06896552 0.10344828 0.13793103 0.17241379 0.20689655 0.24137931 0.27586207 0.31034483 0.34482759 0.37931034 0.4137931 0.44827586 0.48275862 0.51724138 0.55172414 0.5862069 0.62068966 0.65517241 0.68965517 0.72413793 0.75862069 0.79310345 0.82758621 0.86206897 0.89655172 0.93103448 0.96551724 1. ]
blade.ps.layer_9_opt | input | m | [0. 0. 0. 0.05972906 0.0570197 0.05431034 0.05160099 0.04889163 0.04618227 0.04347291 0.04076355 0.03805419 0.03534483 0.03263547 0.02992611 0.02721675 0.02450739 0.02179803 0.01908867 0.01637931 0.01366995 0.01096059 0.00825123 0.00554187 0. 0. 0. 0. 0. 0. ]
blade.ps.s_opt_layer_10 | input |  | [0. 0.03448276 0.06896552 0.10344828 0.13793103 0.17241379 0.20689655 0.24137931 0.27586207 0.31034483 0.34482759 0.37931034 0.4137931 0.44827586 0.48275862 0.51724138 0.55172414 0.5862069 0.62068966 0.65517241 0.68965517 0.72413793 0.75862069 0.79310345 0.82758621 0.86206897 0.89655172 0.93103448 0.96551724 1. ]
blade.ps.layer_10_opt | input | m | [0. 0. 0. 0.05972906 0.0570197 0.05431034 0.05160099 0.04889163 0.04618227 0.04347291 0.04076355 0.03805419 0.03534483 0.03263547 0.02992611 0.02721675 0.02450739 0.02179803 0.01908867 0.01637931 0.01366995 0.01096059 0.00825123 0.00554187 0. 0. 0. 0. 0. 0. ]
blade.ps.s_opt_layer_11 | input |  | [0. 0.03448276 0.06896552 0.10344828 0.13793103 0.17241379 0.20689655 0.24137931 0.27586207 0.31034483 0.34482759 0.37931034 0.4137931 0.44827586 0.48275862 0.51724138 0.55172414 0.5862069 0.62068966 0.65517241 0.68965517 0.72413793 0.75862069 0.79310345 0.82758621 0.86206897 0.89655172 0.93103448 0.96551724 1. ]
blade.ps.layer_11_opt | input | m | [0.05 0.04081969 0.03226966 0.02415612 0.01564759 0.00867322 0.00473378 0.00312627 0.00227767 0.00203461 0.00200053 0.00200002 0.002 0.002 0.002 0.002 0.002 0.002 0.002 0.002 0.002 0.002 0.002 0.002 0.00180323 0.00131224 0.00104021 0.00100135 0.001 0.001 ]
blade.ps.s_opt_layer_12 | input |  | [0. 0.03448276 0.06896552 0.10344828 0.13793103 0.17241379 0.20689655 0.24137931 0.27586207 0.31034483 0.34482759 0.37931034 0.4137931 0.44827586 0.48275862 0.51724138 0.55172414 0.5862069 0.62068966 0.65517241 0.68965517 0.72413793 0.75862069 0.79310345 0.82758621 0.86206897 0.89655172 0.93103448 0.96551724 1. ]
blade.ps.layer_12_opt | input | m | [0. 0. 0. 0.00199391 0.00193306 0.00187221 0.00181136 0.00175051 0.00168966 0.0016288 0.00156795 0.0015071 0.00144625 0.0013854 0.00132454 0.00126369 0.00120284 0.00114199 0.00108114 0.00102028 0.00095943 0.00089858 0.00083773 0.00077688 0.00071602 0.00065517 0.00059432 0.00053347 0. 0. ]
blade.ps.s_opt_layer_13 | input |  | [0. 0.03448276 0.06896552 0.10344828 0.13793103 0.17241379 0.20689655 0.24137931 0.27586207 0.31034483 0.34482759 0.37931034 0.4137931 0.44827586 0.48275862 0.51724138 0.55172414 0.5862069 0.62068966 0.65517241 0.68965517 0.72413793 0.75862069 0.79310345 0.82758621 0.86206897 0.89655172 0.93103448 0.96551724 1. ]
blade.ps.layer_13_opt | input | m | [0. 0. 0. 0.04284584 0.04130426 0.03976268 0.0382211 0.03667951 0.03513793 0.03359635 0.03205477 0.03051318 0.0289716 0.02743002 0.02588844 0.02434686 0.02280527 0.02126369 0.01972211 0.01818053 0.01663895 0.01509736 0.01355578 0.0120142 0.01047262 0.00893103 0.00738945 0.00584787 0. 0. ]
blade.ps.s_opt_layer_14 | input |  | [0. 0.03448276 0.06896552 0.10344828 0.13793103 0.17241379 0.20689655 0.24137931 0.27586207 0.31034483 0.34482759 0.37931034 0.4137931 0.44827586 0.48275862 0.51724138 0.55172414 0.5862069 0.62068966 0.65517241 0.68965517 0.72413793 0.75862069 0.79310345 0.82758621 0.86206897 0.89655172 0.93103448 0.96551724 1. ]
blade.ps.layer_14_opt | input | m | [0. 0. 0. 0.00199391 0.00193306 0.00187221 0.00181136 0.00175051 0.00168966 0.0016288 0.00156795 0.0015071 0.00144625 0.0013854 0.00132454 0.00126369 0.00120284 0.00114199 0.00108114 0.00102028 0.00095943 0.00089858 0.00083773 0.00077688 0.00071602 0.00065517 0.00059432 0.00053347 0. 0. ]
blade.ps.s_opt_layer_15 | input |  | [0. 0.03448276 0.06896552 0.10344828 0.13793103 0.17241379 0.20689655 0.24137931 0.27586207 0.31034483 0.34482759 0.37931034 0.4137931 0.44827586 0.48275862 0.51724138 0.55172414 0.5862069 0.62068966 0.65517241 0.68965517 0.72413793 0.75862069 0.79310345 0.82758621 0.86206897 0.89655172 0.93103448 0.96551724 1. ]
blade.ps.layer_15_opt | input | m | [0. 0. 0. 0.00199391 0.00193306 0.00187221 0.00181136 0.00175051 0.00168966 0.0016288 0.00156795 0.0015071 0.00144625 0.0013854 0.00132454 0.00126369 0.00120284 0.00114199 0.00108114 0.00102028 0.00095943 0.00089858 0.00083773 0.00077688 0.00071602 0.00065517 0.00059432 0.00053347 0. 0. ]
blade.ps.s_opt_layer_16 | input |  | [0. 0.03448276 0.06896552 0.10344828 0.13793103 0.17241379 0.20689655 0.24137931 0.27586207 0.31034483 0.34482759 0.37931034 0.4137931 0.44827586 0.48275862 0.51724138 0.55172414 0.5862069 0.62068966 0.65517241 0.68965517 0.72413793 0.75862069 0.79310345 0.82758621 0.86206897 0.89655172 0.93103448 0.96551724 1. ]
blade.ps.layer_16_opt | input | m | [0. 0. 0. 0.04284584 0.04130426 0.03976268 0.0382211 0.03667951 0.03513793 0.03359635 0.03205477 0.03051318 0.0289716 0.02743002 0.02588844 0.02434686 0.02280527 0.02126369 0.01972211 0.01818053 0.01663895 0.01509736 0.01355578 0.0120142 0.01047262 0.00893103 0.00738945 0.00584787 0. 0. ]
blade.ps.s_opt_layer_17 | input |  | [0. 0.03448276 0.06896552 0.10344828 0.13793103 0.17241379 0.20689655 0.24137931 0.27586207 0.31034483 0.34482759 0.37931034 0.4137931 0.44827586 0.48275862 0.51724138 0.55172414 0.5862069 0.62068966 0.65517241 0.68965517 0.72413793 0.75862069 0.79310345 0.82758621 0.86206897 0.89655172 0.93103448 0.96551724 1. ]
blade.ps.layer_17_opt | input | m | [0. 0. 0. 0.00199391 0.00193306 0.00187221 0.00181136 0.00175051 0.00168966 0.0016288 0.00156795 0.0015071 0.00144625 0.0013854 0.00132454 0.00126369 0.00120284 0.00114199 0.00108114 0.00102028 0.00095943 0.00089858 0.00083773 0.00077688 0.00071602 0.00065517 0.00059432 0.00053347 0. 0. ]
high_level_tower_props.tower_ref_axis_user | input | m | [[ 0. 0. 15.] [ 0. 0. 50.] [ 0. 0. 100.] [ 0. 0. 130.] [ 0. 0. 150.]] | 2D array of the coordinates (x,y,z) of the tower reference axis. The coordinate system is the global coordinate system of OpenFAST: it is placed at tower base with x pointing downwind, y pointing on the side and z pointing vertically upwards. A standard tower configuration will have zero x and y values and positive z values.
high_level_tower_props.distance_tt_hub | input | m | [5.614] | Vertical distance from tower top to hub center.
high_level_tower_props.hub_height_user | input | m | [162.96] | Height of the hub specified by the user.
hub.diameter | output | m | [10.]
materials.rho_fiber | output | kg/m**3 | [ 0. 0. 0. 0. 2535.5 1800. 2535.5 2535.5 0. 0. 0. ] | 1D array of the density of the fibers of the materials.
materials.rho | output | kg/m**3 | [1235. 7800. 7850. 7200. 1940. 1220. 1940. 1940. 130. 1150. 1100.] | 1D array of the density of the materials. For composites, this is the density of the laminate.
materials.rho_area_dry | output | kg/m**2 | [0. 0. 0. 0. 7.22716222 1. 1.44543244 1.44543244 0. 0. 0. ] | 1D array of the dry aerial density of the composite fabrics. Non-composite materials are kept at 0.
materials.ply_t_from_yaml | output | m | [0.0005 0. 0. 0. 0.005 0.00515873 0.001 0.001 0. 0. 0. ] | 1D array of the ply thicknesses of the materials. Non-composite materials are kept at 0.
materials.fvf_from_yaml | output |  | [0. 0. 0. 0. 0.57 0.10769231 0.57 0.57 0. 0. 0. ] | 1D array of the non-dimensional fiber volume fraction of the composite materials. Non-composite materials are kept at 0.
materials.fwf_from_yaml | output |  | [0. 0. 0. 0. 0.74506827 0.15889029 0.74506827 0.74506827 0. 0. 0. ] | 1D array of the non-dimensional fiber weight- fraction of the composite materials. Non-composite materials are kept at 0.
materials.name | output | Unavailable | ['Gelcoat', 'steel', 'steel_drive', 'cast_iron', 'glass_uni', 'CarbonUD', 'glass_biax', 'glass_triax', 'medium_density_foam', 'resin', 'adhesive'] | 1D array of names of materials.
materials.component_id | output | Unavailable | [ 0. -1. -1. -1. 5. 4. 3. 2. 1. -1. -1.] | 1D array of flags to set whether a material is used in a blade: 0 - coating, 1 - sandwich filler , 2 - shell skin, 3 - shear webs, 4 - spar caps, 5 - TE/LE reinf.
monopile.ref_axis | input | m | [[ 0. 0. -75.] [ 0. 0. -30.] [ 0. 0. -20.] [ 0. 0. -10.] [ 0. 0. 0.] [ 0. 0. 10.] [ 0. 0. 15.]] | 2D array of the coordinates (x,y,z) of the tower reference axis. The coordinate system is the global coordinate system of OpenFAST: it is placed at tower base with x pointing downwind, y pointing on the side and z pointing vertically upwards. A standard tower configuration will have zero x and y values and positive z values.
drivese.bear1.D_shaft | input | m | [2.2]
drivese.bear1.bearing_type | input | Unavailable | CARB
drivese.bear2.D_shaft | input | m | [2.2]
drivese.bear2.bearing_type | input | Unavailable | SRB
drivese.brake_mass_user | input | kg | [0.]
drivese.hss_spring_constant | input | N*m/rad | [0.]
drivese.gear_ratio | input |  | [1.]
drivese.damping_ratio | input |  | [0.005]
drivese.machine_rating | input | kW | [15000.]
drivese.D_top | input | m | [6.]
drivese.converter_mass_user | input | kg | [0.]
drivese.transformer_mass_user | input | kg | [0.]
drivese.gearbox_mass_user | input | kg | [0.]
drivese.gearbox_torque_density | input | N*m/kg | [0.]
drivese.gearbox_radius_user | input | m | [0.]
drivese.gearbox_length_user | input | m | [0.]
drivese.gear_configuration | input | Unavailable | eep
drivese.planet_numbers | input | Unavailable | [3, 3, 0]
drivese.generator.b_st | input | m | [0.]
drivese.generator.b_arm | input | m | [0.]
drivese.generator.K_rad_LL | input |  | [0.]
drivese.generator.K_rad_UL | input |  | [0.]
drivese.generator.D_ratio_LL | input |  | [0.]
drivese.generator.D_ratio_UL | input |  | [0.]
drivese.generator.C_Cu | input | USD/kg | [4.786]
drivese.generator.C_Fe | input | USD/kg | [0.556]
drivese.generator.C_Fes | input | USD/kg | [0.50139]
drivese.generator.C_PM | input | USD/kg | [50.]
drivese.generator.B_r | input | T | [1.279]
drivese.generator.P_Fe0e | input | W/kg | [1.]
drivese.generator.P_Fe0h | input | W/kg | [4.]
drivese.generator.S_N | input |  | [-0.002]
drivese.generator.alpha_p | input |  | [1.09955743]
drivese.generator.b_r_tau_r | input |  | [0.45]
drivese.generator.b_ro | input | m | [0.004]
drivese.generator.b_s_tau_s | input |  | [0.45]
drivese.generator.b_so | input | m | [0.004]
drivese.generator.cofi | input |  | [0.9]
drivese.generator.freq | input | Hz | [60.]
drivese.generator.h_i | input | m | [0.004]
drivese.generator.h_sy0 | input |  | [0.]
drivese.generator.h_w | input | m | [0.005]
drivese.generator.k_fes | input |  | [0.8]
drivese.generator.k_fillr | input |  | [0.55]
drivese.generator.k_fills | input |  | [0.65]
drivese.generator.k_s | input |  | [0.2]
drivese.generator.mu_0 | input | m*kg/s**2/A**2 | [1.25663706e-06]
drivese.generator.mu_r | input | m*kg/s**2/A**2 | [1.06]
drivese.generator.p | input |  | [100.]
drivese.generator.phi | input | rad | [1.57079633]
drivese.generator.ratio_mw2pp | input |  | [0.8]
drivese.generator.resist_Cu | input | ohm/m | [2.52e-08]
drivese.generator.sigma | input | Pa | [60000.]
drivese.generator.y_tau_p | input |  | [0.8]
drivese.generator.y_tau_pr | input |  | [0.8333333]
drivese.generator.I_0 | input | A | [0.]
drivese.generator.d_r | input | m | [0.]
drivese.generator.h_m | input | m | [0.09953851]
drivese.generator.h_0 | input | m | [0.05]
drivese.generator.h_s | input | m | [0.37694491]
drivese.generator.len_s | input | m | [2.23961662]
drivese.generator.n_r | input |  | [0.]
drivese.generator.rad_ag | input | m | [5.12623359]
drivese.generator.t_wr | input | m | [0.]
drivese.generator.n_s | input |  | [0.]
drivese.generator.d_s | input | m | [0.]
drivese.generator.t_ws | input | m | [0.]
drivese.generator.D_shaft | input | m | [3.]
drivese.generator.rho_Copper | input | kg/m**3 | [8900.]
drivese.generator.rho_Fe | input | kg/m**3 | [7700.]
drivese.generator.rho_Fes | input | kg/m**3 | [7850.]
drivese.generator.rho_PM | input | kg/m**3 | [7450.]
drivese.generator.N_c | input |  | [2.]
drivese.generator.b | input |  | [2.]
drivese.generator.c | input |  | [5.]
drivese.generator.E_p | input | V | [1905.25588833]
drivese.generator.h_yr | input | m | [0.03617595]
drivese.generator.h_ys | input | m | [0.03618115]
drivese.generator.h_sr | input | m | [0.04677116]
drivese.generator.h_ss | input | m | [0.04650826]
drivese.generator.t_r | input | m | [0.06076571]
drivese.generator.t_s | input | m | [0.06065214]
drivese.generator.D_nose | input | m | [2.2]
drivese.generator.u_allow_pcent | input |  | [8.5]
drivese.generator.y_allow_pcent | input |  | [1.]
drivese.generator.z_allow_deg | input | deg | [0.05]
drivese.generator.B_tmax | input | T | [1.9]
drivese.generator.m | input | Unavailable | 3
drivese.generator.q1 | input | Unavailable | 5
drivese.generator.q2 | input | Unavailable | 4
drivese.flange_t2shell_t | input |  | [6.]
drivese.flange_OD2hub_D | input |  | [0.6]
drivese.flange_ID2flange_OD | input |  | [0.8]
drivese.hub_stress_concentration | input |  | [3.]
drivese.hub_diameter | input | m | [10.]
drivese.hub_in2out_circ | input |  | [1.2]
drivese.hub_shell.n_blades | input | Unavailable | 3
drivese.stop_time | input | s | [5.]
drivese.pitch_system_scaling_factor | input |  | [0.75]
drivese.n_blades | input | Unavailable | 3
drivese.clearance_hub_spinner | input | m | [0.5]
drivese.spin_hole_incr | input |  | [1.2]
drivese.n_front_brackets | input | Unavailable | 5
drivese.n_rear_brackets | input | Unavailable | 5
drivese.L_12 | input | m | [1.]
drivese.L_h1 | input | m | [2.]
drivese.L_generator | input | m | [2.15]
drivese.overhang | input | m | [12.0313]
drivese.drive_height | input | m | [5.614]
drivese.tilt | input | deg | [6.]
drivese.lss_diameter | input | m | [3. 3.]
drivese.lss_wall_thickness | input | m | [0.1 0.1]
drivese.access_diameter | input | m | [2.]
drivese.nose_diameter | input | m | [2.2 2.2]
drivese.nose_wall_thickness | input | m | [0.1 0.1]
drivese.bedplate_wall_thickness | input | m | [0.05 0.05 0.05 0.05]
drivese.upwind | input | Unavailable | TRUE
drivese.shaft_deflection_allowable | input | m | [0.0001]
drivese.shaft_angle_allowable | input | rad | [0.001]
drivese.E_mat | input | Pa | [[3.440e+09 3.440e+09 3.440e+09] [2.000e+11 2.000e+11 2.000e+11] [2.050e+11 2.050e+11 2.050e+11] [1.180e+11 1.180e+11 1.180e+11] [4.460e+10 1.700e+10 1.670e+10] [1.145e+11 8.390e+09 8.390e+09] [1.110e+10 1.110e+10 1.670e+10] [2.870e+10 1.660e+10 1.670e+10] [1.292e+08 1.292e+08 1.292e+08] [1.000e+06 1.000e+06 1.000e+06] [4.560e+06 4.560e+06 4.560e+06]]
drivese.G_mat | input | Pa | [[1.32300000e+09 1.32300000e+09 1.32300000e+09] [7.93000000e+10 7.93000000e+10 7.93000000e+10] [8.00000000e+10 8.00000000e+10 8.00000000e+10] [4.76000000e+10 4.76000000e+10 4.76000000e+10] [3.27000000e+09 3.48000000e+09 3.50000000e+09] [5.99000000e+09 5.99000000e+09 5.99000000e+09] [1.35300000e+10 3.49000000e+09 3.49000000e+09] [8.40000000e+09 3.49000000e+09 3.49000000e+09] [4.89469697e+07 4.89469697e+07 4.89469697e+07] [3.12500000e+05 3.12500000e+05 3.12500000e+05] [1.52000000e+06 1.52000000e+06 1.52000000e+06]]
drivese.Xt_mat | input | Pa | [[7.400e+01 7.400e+01 7.400e+01] [4.500e+08 4.500e+08 4.500e+08] [8.140e+08 8.140e+08 8.140e+08] [3.100e+08 3.100e+08 3.100e+08] [6.092e+08 3.810e+07 1.529e+07] [1.546e+09 0.000e+00 0.000e+00] [4.290e+07 4.260e+07 1.530e+07] [3.960e+08 7.640e+07 1.530e+07] [2.083e+06 2.083e+06 2.083e+06] [0.000e+00 0.000e+00 0.000e+00] [6.900e+05 6.900e+05 6.900e+05]]
drivese.Xy_mat | input | Pa | [0.00e+00 3.45e+08 4.85e+08 2.65e+08 0.00e+00 0.00e+00 0.00e+00 0.00e+00 0.00e+00 0.00e+00 0.00e+00]
drivese.wohler_exp_mat | input |  | [ 1. 3. 3. 3. 10. 16.1 10. 10. 1. 1. 1. ]
drivese.wohler_A_mat | input |  | [8.70000000e+01 3.55346484e+10 3.55346484e+10 3.55346484e+10 6.09200000e+08 1.54600000e+09 1.13200000e+08 4.48900000e+08 2.08300000e+06 0.00000000e+00 6.90000000e+05]
drivese.rho_mat | input | kg/m**3 | [1235. 7800. 7850. 7200. 1940. 1220. 1940. 1940. 130. 1150. 1100.]
drivese.unit_cost_mat | input | USD/kg | [ 7.23 0.7 0.9 0.5 1.87 30. 3. 2.86 13. 3.63 9. ]
drivese.material_names | input | Unavailable | ['Gelcoat', 'steel', 'steel_drive', 'cast_iron', 'glass_uni', 'CarbonUD', 'glass_biax', 'glass_triax', 'medium_density_foam', 'resin', 'adhesive']
drivese.lss_material | input | Unavailable | steel_drive
drivese.hss_material | input | Unavailable | steel
drivese.hub_material | input | Unavailable | cast_iron
drivese.spinner_material | input | Unavailable | glass_uni
drivese.bedplate_material | input | Unavailable | steel_drive
drivese.hvac_mass_coeff | input | kg/kW/m | [0.025]
drivese.uptower | input | Unavailable | TRUE
drivese.stator_deflection_allowable | input | m | [0.0001]
drivese.stator_angle_allowable | input | rad | [0.001]
drivese.minimum_rpm | input | rpm | [5.]
rotorse.rp.aep.lossFactor | input |  | [1.] | multiplicative factor for availability and other losses (soiling, array, etc.)
rotorse.rp.cdf.k | input |  | [2.] | shape or form factor
rotorse.rp.gust.turbulence_class | input | Unavailable | B | IEC turbulence class
rotorse.rp.v_min | input | m/s | [3.] | cut-in wind speed
rotorse.rp.v_max | input | m/s | [25.] | cut-out wind speed
rotorse.rp.rated_power | input | W | [15000000.] | electrical rated power
rotorse.rp.omega_min | input | rpm | [5.] | minimum allowed rotor rotation speed
rotorse.rp.omega_max | input | rpm | [7.56] | maximum allowed rotor rotation speed
rotorse.rp.control_maxTS | input | m/s | [95.] | maximum allowed blade tip speed
rotorse.rp.powercurve.gearbox_efficiency | input |  | [1.]
rotorse.rp.drivetrainType | input | Unavailable | direct_drive
rotorse.rs.aero_gust.azimuth_load | input | deg | [0.]
rotorse.rs.aero_hub_loads.nSector | input | Unavailable | 4
rotorse.rs.brs.s_f | input |  | [2.5] | Safety factor
rotorse.rs.brs.d_f | input | m | [0.03] | Diameter of the fastener
rotorse.rs.brs.sigma_max | input | Pa | [6.75e+08] | Max stress on bolt
rotorse.rs.constr.max_strainU_spar | input |  | [0.004] | maximum strain in spar cap suction side
rotorse.rs.constr.max_strainL_spar | input |  | [0.004] | maximum strain in spar cap pressure side
rotorse.rs.constr.max_strainU_te | input |  | [0.004] | maximum strain in spar cap suction side
rotorse.rs.constr.max_strainL_te | input |  | [0.004] | maximum strain in spar cap pressure side
rotorse.rs.constr.s_opt_spar_cap_ss | input |  | [0. 0.03448276 0.06896552 0.10344828 0.13793103 0.17241379 0.20689655 0.24137931 0.27586207 0.31034483 0.34482759 0.37931034 0.4137931 0.44827586 0.48275862 0.51724138 0.55172414 0.5862069 0.62068966 0.65517241 0.68965517 0.72413793 0.75862069 0.79310345 0.82758621 0.86206897 0.89655172 0.93103448 0.96551724 1. ] | 1D array of the non-dimensional spanwise grid defined along blade axis to optimize the blade spar cap suction side
rotorse.rs.constr.s_opt_spar_cap_ps | input |  | [0. 0.03448276 0.06896552 0.10344828 0.13793103 0.17241379 0.20689655 0.24137931 0.27586207 0.31034483 0.34482759 0.37931034 0.4137931 0.44827586 0.48275862 0.51724138 0.55172414 0.5862069 0.62068966 0.65517241 0.68965517 0.72413793 0.75862069 0.79310345 0.82758621 0.86206897 0.89655172 0.93103448 0.96551724 1. ] | 1D array of the non-dimensional spanwise grid defined along blade axis to optimize the blade spar cap pressure side
rotorse.rs.constr.s_opt_te_ss | input |  | [0. 0.03448276 0.06896552 0.10344828 0.13793103 0.17241379 0.20689655 0.24137931 0.27586207 0.31034483 0.34482759 0.37931034 0.4137931 0.44827586 0.48275862 0.51724138 0.55172414 0.5862069 0.62068966 0.65517241 0.68965517 0.72413793 0.75862069 0.79310345 0.82758621 0.86206897 0.89655172 0.93103448 0.96551724 1. ] | 1D array of the non-dimensional spanwise grid defined along blade axis to optimize the blade trailing edge suction side
rotorse.rs.constr.s_opt_te_ps | input |  | [0. 0.03448276 0.06896552 0.10344828 0.13793103 0.17241379 0.20689655 0.24137931 0.27586207 0.31034483 0.34482759 0.37931034 0.4137931 0.44827586 0.48275862 0.51724138 0.55172414 0.5862069 0.62068966 0.65517241 0.68965517 0.72413793 0.75862069 0.79310345 0.82758621 0.86206897 0.89655172 0.93103448 0.96551724 1. ] | 1D array of the non-dimensional spanwise grid defined along blade axis to optimize the blade trailing edge pressure side
rotorse.rs.constr.blade_number | input | Unavailable | 3
rotorse.rs.tip_pos.dynamicFactor | input |  | [1.] | a dynamic amplification factor to adjust the static deflection calculation
rotorse.rs.tot_loads_gust.aeroloads_azimuth | input | deg | [0.] | azimuthal angle
rotorse.rs.tot_loads_gust.dynamicFactor | input |  | [1.] | a dynamic amplification factor to adjust the static deflection calculation
rotorse.stall_check.stall_margin | input | deg | [2.99828814] | Minimum margin from the stall angle
rotorse.stall_check.min_s | input |  | [0.25] | Minimum nondimensional coordinate along blade span where to define the constraint (blade root typically stalls)
financese.tcc_per_kW | intermediate | USD/kW | [1014.37781323]
financese.bos_per_kW | intermediate | USD/kW | [3273.95347235]
financese.turbine_aep | intermediate | kW*h | [78563025.98799394]
orbit.site_mean_windspeed | intermediate | m/s | [10.] | Mean windspeed of the site.
orbit.turbine_rated_windspeed | intermediate | m/s | [10.75317449] | Rated windspeed of the turbine.
orbit.turbine_capex | intermediate | USD/kW | [1014.37781323] | Turbine CAPEX
orbit.hub_height | intermediate | m | [162.96] | Turbine hub height.
orbit.turbine_rotor_diameter | intermediate | m | [250.] | Turbine rotor diameter.
orbit.tower_mass | intermediate | t | [652.90394287] | mass of the total tower.
orbit.tower_length | intermediate | m | [142.346] | Total length of the tower.
orbit.nacelle_mass | intermediate | t | [654.77302046] | mass of the rotor nacelle assembly (RNA).
orbit.blade_mass | intermediate | t | [72.64251181] | mass of an individual blade.
orbit.monopile_length | intermediate | m | [90.] | Length of monopile (including pile).
orbit.monopile_mass | intermediate | t | [1594.38129758] | mass of an individual monopile.
orbit.monopile_cost | intermediate | USD | [4156288.29075319] | Monopile unit cost.
outputs_2_screen.aep | intermediate | GW*h | [78.56302599]
outputs_2_screen.blade_mass | intermediate | kg | [72642.51180901]
outputs_2_screen.lcoe | intermediate | USD/MW/h | [84.71577188]
outputs_2_screen.tip_deflection | intermediate | m | [20.9952585]
fixedse.env.distLoads.windLoads_Px | intermediate | N/m | [ 0. 0. 0. 0. 0. 0. 0. 0. 0. 0. 0. 0. 0. 569.47312883 670.59048478 737.76444728 765.0455927 789.50611828 811.74564393]
fixedse.env.distLoads.windLoads_Py | intermediate | N/m | [0. 0. 0. 0. 0. 0. 0. 0. 0. 0. 0. 0. 0. 0. 0. 0. 0. 0. 0.]
fixedse.env.distLoads.windLoads_Pz | intermediate | N/m | [0. 0. 0. 0. 0. 0. 0. 0. 0. 0. 0. 0. 0. 0. 0. 0. 0. 0. 0.]
fixedse.env.distLoads.windLoads_qdyn | intermediate | N/m**2 | [ 0. 0. 0. 0. 0. 0. 0. 0. 0. 0. 0. 0. 0. 94.59556442 111.71666738 123.1345348 127.77535713 131.93656434 135.7193516 ]
fixedse.env.distLoads.windLoads_z | intermediate | m | [-75. -60. -45. -30. -26.66666667 -23.33333333 -20. -16.66666667 -13.33333333 -10. -6.66666667 -3.33333333 0. 3.33333333 6.66666667 10. 11.66666667 13.33333333 15. ]
fixedse.env.distLoads.windLoads_beta | intermediate | deg | [0.]
fixedse.env.distLoads.waveLoads_Px | intermediate | N/m | [ 0. 0. 0. 29069.68507225 29496.59604729 30792.37154451 33002.9408802 36205.80484448 40515.42263667 46090.4507879 53146.30144285 61976.51807142 72988.80330741 0. 0. 0. 0. 0. 0. ]
fixedse.env.distLoads.waveLoads_Py | intermediate | N/m | [0. 0. 0. 0. 0. 0. 0. 0. 0. 0. 0. 0. 0. 0. 0. 0. 0. 0. 0.]
fixedse.env.distLoads.waveLoads_Pz | intermediate | N/m | [0. 0. 0. 0. 0. 0. 0. 0. 0. 0. 0. 0. 0. 0. 0. 0. 0. 0. 0.]
fixedse.env.distLoads.waveLoads_qdyn | intermediate | N/m**2 | [ 0. 0. 0. 311498.54869554 278134.93961948 245058.54783278 212283.10666939 179832.15784286 147740.07664219 116053.60352768 84833.98919294 54159.90737295 24131.35174114 0. 0. 0. 0. 0. 0. ]
fixedse.env.distLoads.waveLoads_z | intermediate | m | [-75. -60. -45. -30. -26.66666667 -23.33333333 -20. -16.66666667 -13.33333333 -10. -6.66666667 -3.33333333 0. 3.33333333 6.66666667 10. 11.66666667 13.33333333 15. ]
fixedse.env.distLoads.waveLoads_beta | intermediate | deg | [0.]
fixedse.z_global | output | m | [-75. -60. -45. -30. -26.66666667 -23.33333333 -20. -16.66666667 -13.33333333 -10. -6.66666667 -3.33333333 0. 3.33333333 6.66666667 10. 11.66666667 13.33333333 15. ]
fixedse.env.waveLoads.U | intermediate | m/s | [0. 0. 0. 0.70923173 0.71904559 0.74875877 0.79919357 0.87174575 0.96842316 1.09190133 1.24559745 1.43376502 1.6616115 0. 0. 0. 0. 0. 0. ]
fixedse.env.waveLoads.A | intermediate | m/s**2 | [0. 0. 0. 0.4715592 0.47808431 0.49784022 0.53137368 0.57961271 0.6438923 0.72599136 0.82818197 0.9532922 1.10478444 0. 0. 0. 0. 0. 0. ]
fixedse.env.waveLoads.p | intermediate | N/m**2 | [ 0. 0. 0. 311240.75625003 277869.9635048 244771.21998735 211955.76760966 179442.68825987 147259.43188635 115442.57616473 84038.8387714 53106.37027765 22716.363445 0. 0. 0. 0. 0. 0. ]
fixedse.outer_diameter_full | output | m | [8.51863396 8.51863396 8.51863396 8.51863396 8.51863396 8.51863396 8.51863396 8.51863396 8.51863396 8.51863396 8.51863396 8.51863396 8.51863396 8.51863396 8.51863396 8.51863396 8.51863396 8.51863396 8.51863396]
fixedse.env.Uref | intermediate | m/s | [19.81922246]
fixedse.wind_reference_height | intermediate | m | [162.96]
fixedse.env.windLoads.U | intermediate | m/s | [ 0. 0. 0. 0. 0. 0. 0. 0. 0. 0. 0. 0. 0. 12.42745903 13.50535298 14.17871557 14.44343546 14.67673791 14.88565131]
fixedse.joint1 | output | m | [ 0. 0. -75.]
fixedse.joint2 | output | m | [ 0. 0. 15.]
fixedse.s_full | output | m | [0. 0.16666667 0.33333333 0.5 0.53703704 0.57407407 0.61111111 0.64814815 0.68518519 0.72222222 0.75925926 0.7962963 0.83333333 0.87037037 0.90740741 0.94444444 0.96296296 0.98148148 1. ]
fixedse.g2e.Px_global | intermediate | N/m | [ 0. 0. 0. 29069.68507225 29496.59604729 30792.37154451 33002.9408802 36205.80484448 40515.42263667 46090.4507879 53146.30144285 61976.51807142 72988.80330741 569.47312883 670.59048478 737.76444728 765.0455927 789.50611828 811.74564393]
fixedse.g2e.Py_global | intermediate | N/m | [0. 0. 0. 0. 0. 0. 0. 0. 0. 0. 0. 0. 0. 0. 0. 0. 0. 0. 0.]
fixedse.g2e.Pz_global | intermediate | N/m | [0. 0. 0. 0. 0. 0. 0. 0. 0. 0. 0. 0. 0. 0. 0. 0. 0. 0. 0.]
fixedse.g2e.qdyn_global | intermediate | Pa | [0.00000000e+00 0.00000000e+00 0.00000000e+00 3.11498549e+05 2.78134940e+05 2.45058548e+05 2.12283107e+05 1.79832158e+05 1.47740077e+05 1.16053604e+05 8.48339892e+04 5.41599074e+04 2.41313517e+04 9.45955644e+01 1.11716667e+02 1.23134535e+02 1.27775357e+02 1.31936564e+02 1.35719352e+02]
fixedse.lc:Px | intermediate | N/m | [0. 0. 0. 0. 0. 0. 0. 0. 0. 0. 0. 0. 0. 0. 0. 0. 0. 0. 0.]
fixedse.lc:Py | intermediate | N/m | [0. 0. 0. 0. 0. 0. 0. 0. 0. 0. 0. 0. 0. 0. 0. 0. 0. 0. 0.]
fixedse.lc:Pz | intermediate | N/m | [ 0. 0. 0. -29069.68507225 -29496.59604729 -30792.37154451 -33002.9408802 -36205.80484448 -40515.42263667 -46090.4507879 -53146.30144285 -61976.51807142 -72988.80330741 -569.47312883 -670.59048478 -737.76444728 -765.0455927 -789.50611828 -811.74564393]
fixedse.lc:qdyn | intermediate | Pa | [0.00000000e+00 0.00000000e+00 0.00000000e+00 3.11498549e+05 2.78134940e+05 2.45058548e+05 2.12283107e+05 1.79832158e+05 1.47740077e+05 1.16053604e+05 8.48339892e+04 5.41599074e+04 2.41313517e+04 9.45955644e+01 1.11716667e+02 1.23134535e+02 1.27775357e+02 1.31936564e+02 1.35719352e+02]
fixedse.monopile.z_soil | intermediate | N/m | [-45. -40. -35. -30. -25. -20. -15. -10. -5. -0.]
fixedse.monopile.k_soil | intermediate | N/m | [[3.10246958e+10 1.85578184e+13 3.10246958e+10 1.85578184e+13 1.90953625e+10 5.76961253e+10] [2.79122747e+10 1.31162919e+13 2.79122747e+10 1.31162919e+13 1.74153625e+10 5.76961253e+10] [2.47998537e+10 8.86943212e+12 2.47998537e+10 8.86943212e+12 1.57353625e+10 5.76961253e+10] [2.16874326e+10 5.66790564e+12 2.16874326e+10 5.66790564e+12 1.40553625e+10 5.76961253e+10] [1.85750116e+10 3.36237916e+12 1.85750116e+10 3.36237916e+12 1.23753625e+10 5.76961253e+10] [1.54625905e+10 1.80351935e+12 1.54625905e+10 1.80351935e+12 1.06953625e+10 5.76961253e+10] [1.23501695e+10 8.41992874e+11 1.23501695e+10 8.41992874e+11 9.01536251e+09 5.76961253e+10] [9.23774843e+09 3.28466395e+11 9.23774843e+09 3.28466395e+11 7.33536251e+09 5.76961253e+10] [6.12532738e+09 1.13606583e+11 6.12532738e+09 1.13606583e+11 5.65536251e+09 5.76961253e+10] [3.01290633e+09 4.80801044e+10 3.01290633e+09 4.80801044e+10 3.97536251e+09 5.76961253e+10]]
fixedse.nodes_xyz | output | m | [[ 0. 0. -75. ] [ 0. 0. -60. ] [ 0. 0. -45. ] [ 0. 0. -30. ] [ 0. 0. -26.66666667] [ 0. 0. -23.33333333] [ 0. 0. -20. ] [ 0. 0. -16.66666667] [ 0. 0. -13.33333333] [ 0. 0. -10. ] [ 0. 0. -6.66666667] [ 0. 0. -3.33333333] [ 0. 0. 0. ] [ 0. 0. 3.33333333] [ 0. 0. 6.66666667] [ 0. 0. 10. ] [ 0. 0. 11.66666667] [ 0. 0. 13.33333333] [ 0. 0. 15. ]]
fixedse.section_A | output | m**2 | [2.12874829 2.12874829 2.12874829 2.12874829 2.12874829 2.12874829 2.12874829 2.12874829 2.12874829 2.12874829 2.12874829 2.12874829 2.12874829 2.12874829 2.12874829 2.12874829 2.12874829 2.12874829]
fixedse.section_Asx | output | m**2 | [1.2128446 1.2128446 1.2128446 1.2128446 1.2128446 1.2128446 1.2128446 1.2128446 1.2128446 1.2128446 1.2128446 1.2128446 1.2128446 1.2128446 1.2128446 1.2128446 1.2128446 1.2128446]
fixedse.section_Asy | output | m**2 | [1.2128446 1.2128446 1.2128446 1.2128446 1.2128446 1.2128446 1.2128446 1.2128446 1.2128446 1.2128446 1.2128446 1.2128446 1.2128446 1.2128446 1.2128446 1.2128446 1.2128446 1.2128446]
fixedse.section_Ixx | output | kg*m**2 | [18.97262328 18.97262328 18.97262328 18.97262328 18.97262328 18.97262328 18.97262328 18.97262328 18.97262328 18.97262328 18.97262328 18.97262328 18.97262328 18.97262328 18.97262328 18.97262328 18.97262328 18.97262328]
fixedse.section_Iyy | output | kg*m**2 | [18.97262328 18.97262328 18.97262328 18.97262328 18.97262328 18.97262328 18.97262328 18.97262328 18.97262328 18.97262328 18.97262328 18.97262328 18.97262328 18.97262328 18.97262328 18.97262328 18.97262328 18.97262328]
fixedse.section_J0 | output | kg*m**2 | [37.94524656 37.94524656 37.94524656 37.94524656 37.94524656 37.94524656 37.94524656 37.94524656 37.94524656 37.94524656 37.94524656 37.94524656 37.94524656 37.94524656 37.94524656 37.94524656 37.94524656 37.94524656]
fixedse.section_rho | output | kg/m**3 | [7800. 7800. 7800. 7800. 7800. 7800. 7800. 7800. 7800. 7800. 7800. 7800. 7800. 7800. 7800. 7800. 7800. 7800.]
fixedse.section_E | output | Pa | [2.e+11 2.e+11 2.e+11 2.e+11 2.e+11 2.e+11 2.e+11 2.e+11 2.e+11 2.e+11 2.e+11 2.e+11 2.e+11 2.e+11 2.e+11 2.e+11 2.e+11 2.e+11]
fixedse.section_G | output | Pa | [7.93e+10 7.93e+10 7.93e+10 7.93e+10 7.93e+10 7.93e+10 7.93e+10 7.93e+10 7.93e+10 7.93e+10 7.93e+10 7.93e+10 7.93e+10 7.93e+10 7.93e+10 7.93e+10 7.93e+10 7.93e+10]
fixedse.t_full | output | m | [0.075 0.075 0.075 0.075 0.075 0.075 0.075 0.075 0.075 0.075 0.075 0.075 0.075 0.075 0.075 0.075 0.075 0.075]
fixedse.sigma_y_full | output | Pa | [3.45e+08 3.45e+08 3.45e+08 3.45e+08 3.45e+08 3.45e+08 3.45e+08 3.45e+08 3.45e+08 3.45e+08 3.45e+08 3.45e+08 3.45e+08 3.45e+08 3.45e+08 3.45e+08 3.45e+08 3.45e+08]
fixedse.qdyn | output | Pa | [[0.00000000e+00] [0.00000000e+00] [0.00000000e+00] [3.11498549e+05] [2.78134940e+05] [2.45058548e+05] [2.12283107e+05] [1.79832158e+05] [1.47740077e+05] [1.16053604e+05] [8.48339892e+04] [5.41599074e+04] [2.41313517e+04] [9.45955644e+01] [1.11716667e+02] [1.23134535e+02] [1.27775357e+02] [1.31936564e+02] [1.35719352e+02]]
fixedse.bending_height | output | m | [45.]
fixedse.tower_xyz | intermediate | m | [[ 0. 0. 15. ] [ 0. 0. 27.30150617] [ 0. 0. 39.60301235] [ 0. 0. 51.90451852] [ 0. 0. 69.47809877] [ 0. 0. 87.05167901] [ 0. 0. 104.62525926] [ 0. 0. 115.16940741] [ 0. 0. 125.71355556] [ 0. 0. 136.2577037 ] [ 0. 0. 143.2871358 ] [ 0. 0. 150.3165679 ] [ 0. 0. 157.346 ]]
fixedse.tower_A | intermediate | m**2 | [0.8050274 0.8050274 0.8050274 0.57136386 0.57136386 0.57136386 0.54314254 0.48669988 0.43025722 0.4020359 0.4020359 0.4020359 ]
fixedse.tower_Asx | intermediate | m**2 | [0.45750053 0.45750053 0.45750053 0.32456837 0.32456837 0.32456837 0.30855375 0.27652458 0.2444955 0.22848101 0.22848101 0.22848101]
fixedse.tower_Asy | intermediate | m**2 | [0.45750053 0.45750053 0.45750053 0.32456837 0.32456837 0.32456837 0.30855375 0.27652458 0.2444955 0.22848101 0.22848101 0.22848101]
fixedse.tower_Ixx | intermediate | kg*m**2 | [7.25411758 7.25411758 7.25411758 5.15850002 5.15850002 5.15850002 4.43125589 3.18837762 2.20278177 1.79714065 1.79714065 1.79714065]
fixedse.tower_Iyy | intermediate | kg*m**2 | [7.25411758 7.25411758 7.25411758 5.15850002 5.15850002 5.15850002 4.43125589 3.18837762 2.20278177 1.79714065 1.79714065 1.79714065]
fixedse.tower_J0 | intermediate | kg*m**2 | [14.50823516 14.50823516 14.50823516 10.31700005 10.31700005 10.31700005 8.86251179 6.37675525 4.40556353 3.59428131 3.59428131 3.59428131]
fixedse.tower_rho | intermediate | kg/m**3 | [7800. 7800. 7800. 7800. 7800. 7800. 7800. 7800. 7800. 7800. 7800. 7800.]
fixedse.tower_E | intermediate | Pa | [2.e+11 2.e+11 2.e+11 2.e+11 2.e+11 2.e+11 2.e+11 2.e+11 2.e+11 2.e+11 2.e+11 2.e+11]
fixedse.tower_G | intermediate | Pa | [7.93e+10 7.93e+10 7.93e+10 7.93e+10 7.93e+10 7.93e+10 7.93e+10 7.93e+10 7.93e+10 7.93e+10 7.93e+10 7.93e+10]
fixedse.tower_outer_diameter_full | intermediate | m | [8.51863396 8.51863396 8.51863396 8.51863396 8.51863396 8.51863396 8.51863396 7.6790893 6.83954465 6. 6. 6. 6. ]
fixedse.tower_t_full | intermediate | m | [0.02820639 0.02820639 0.02820639 0.02 0.02 0.02 0.02 0.02 0.02 0.02 0.02 0.02 ]
fixedse.tower_sigma_y_full | intermediate | Pa | [3.45e+08 3.45e+08 3.45e+08 3.45e+08 3.45e+08 3.45e+08 3.45e+08 3.45e+08 3.45e+08 3.45e+08 3.45e+08 3.45e+08]
fixedse.tower_qdyn | intermediate | Pa | [[135.7193516 ] [156.69843521] [171.33048609] [182.82227714] [196.0755203 ] [206.97905056] [216.31799319] [221.36083569] [226.06408979] [230.47643609] [233.27575427] [235.97256769] [238.57517091]]
fixedse.tower_bending_height | intermediate | m | [142.346]
fixedse.monopile.rna_F | intermediate | N | [[ 2.93771295e+06] [ 8.73816952e+03] [-8.98603452e+06]]
fixedse.monopile.rna_M | intermediate | N*m | [[ -692940.008576 ] [-38693074.08051626] [ 6202665.53278366]]
fixedse.turbine_F | intermediate | N | [[ 2.93771295e+06] [ 8.73816952e+03] [-1.55428464e+07]]
fixedse.turbine_M | intermediate | N*m | [[-2.09991001e+06] [ 4.03687430e+08] [ 6.20266553e+06]]
fixedse.transition_piece_I | output | kg*m**2 | [ 907089.05602145 907089.05602145 1814178.1120429 0. 0. 0. ]
fixedse.gravity_foundation_I | output | kg*m**2 | [0. 0. 0. 0. 0. 0.]
fixedse.transition_piece_height | output | m | [15.]
fixedse.suctionpile_depth | output | m | [45.]
fixedse.turbine_mass | intermediate | kg | [1601325.26895318]
fixedse.turbine_cg | intermediate | m | [-4.00265538e+00 -5.67806916e-02 1.21149219e+02]
fixedse.turbine_I | intermediate | kg*m**2 | [2.74754042e+10 2.73444711e+10 2.76938099e+08 5.41567843e+02 1.42357746e+07 1.69909285e+05]
fixedse.rna_mass | intermediate | kg | [948421.32607936]
fixedse.rna_I | intermediate | kg*m**2 | [4.16138017e+08 2.85204924e+08 2.66307067e+08 5.41567843e+02 1.42357746e+07 1.69909285e+05]
fixedse.rna_cg | intermediate | m | [-6.75812851 -0.09586916 4.59772556]
fixedse.Px | output | N/m | [[0.] [0.] [0.] [0.] [0.] [0.] [0.] [0.] [0.] [0.] [0.] [0.] [0.] [0.] [0.] [0.] [0.] [0.] [0.]]
fixedse.Py | output | N/m | [[0.] [0.] [0.] [0.] [0.] [0.] [0.] [0.] [0.] [0.] [0.] [0.] [0.] [0.] [0.] [0.] [0.] [0.] [0.]]
fixedse.Pz | output | N/m | [[ 0. ] [ 0. ] [ 0. ] [-29069.68507225] [-29496.59604729] [-30792.37154451] [-33002.9408802 ] [-36205.80484448] [-40515.42263667] [-46090.4507879 ] [-53146.30144285] [-61976.51807142] [-72988.80330741] [ -569.47312883] [ -670.59048478] [ -737.76444728] [ -765.0455927 ] [ -789.50611828] [ -811.74564393]]
fixedse.tower_Px | intermediate | N/m | [[0.] [0.] [0.] [0.] [0.] [0.] [0.] [0.] [0.] [0.] [0.] [0.] [0.]]
fixedse.tower_Py | intermediate | N/m | [[0.] [0.] [0.] [0.] [0.] [0.] [0.] [0.] [0.] [0.] [0.] [0.] [0.]]
fixedse.tower_Pz | intermediate | N/m | [[ -811.74564393] [ -935.29809111] [-1021.86384818] [-1090.18003041] [-1169.40222751] [-1234.97416779] [-1291.44763264] [-1189.92291118] [-1084.37489965] [ -973.99389388] [ -985.59734665] [ -996.77327326] [-1007.55661265]]
fixedse.z_full | output | m | [ 0. 15. 30. 45. 48.33333333 51.66666667 55. 58.33333333 61.66666667 65. 68.33333333 71.66666667 75. 78.33333333 81.66666667 85. 86.66666667 88.33333333 90. ]
fixedse.E_full | output | Pa | [2.e+11 2.e+11 2.e+11 2.e+11 2.e+11 2.e+11 2.e+11 2.e+11 2.e+11 2.e+11 2.e+11 2.e+11 2.e+11 2.e+11 2.e+11 2.e+11 2.e+11 2.e+11]
fixedse.G_full | output | Pa | [7.93e+10 7.93e+10 7.93e+10 7.93e+10 7.93e+10 7.93e+10 7.93e+10 7.93e+10 7.93e+10 7.93e+10 7.93e+10 7.93e+10 7.93e+10 7.93e+10 7.93e+10 7.93e+10 7.93e+10 7.93e+10]
fixedse.rho_full | output | kg/m**3 | [7800. 7800. 7800. 7800. 7800. 7800. 7800. 7800. 7800. 7800. 7800. 7800. 7800. 7800. 7800. 7800. 7800. 7800.]
fixedse.post.cylinder_Fz | intermediate | N | [[-30338397.55526672] [-27895998.31074427] [-25237756.6454917 ] [-24598366.89515398] [-23956134.71048207] [-23308117.05870664] [-22651167.23518506] [-21981821.82551447] [-21296166.74615783] [-20589670.72335202] [-19856962.6849096 ] [-19091514.5090494 ] [-18427387.95906909] [-17882586.46628783] [-17337507.29293201] [-17064889.7808155 ] [-16792229.5817985 ] [-16519530.85532185]]
fixedse.post.cylinder_Vx | intermediate | N | [[ -906641.62594678] [ -6776850.53139666] [-17527337.20247833] [ 2938253.34794725] [ 2938401.49189585] [ 2938551.71611236] [ 2938706.19884318] [ 2938867.39462976] [ 2939038.18146589] [ 2939222.04621659] [ 2939423.349031 ] [ 2939647.72865988] [ 2939638.52336132] [ 2939303.54878222] [ 2939404.23828282] [ 2938595.55497086] [ 2938619.74987751] [ 2938643.63287295]]
fixedse.post.cylinder_Vy | intermediate | N | [[ -4249.09602573] [-31900.20878525] [-84367.52596248] [ 8740.68297936] [ 8741.38638512] [ 8742.10437757] [ 8742.84748046] [ 8743.62767774] [ 8744.4591437 ] [ 8745.35917247] [ 8746.34950771] [ 8747.45838114] [ 8747.4502656 ] [ 8745.8660274 ] [ 8746.3859344 ] [ 8742.47020049] [ 8742.59709547] [ 8742.72302975]]
fixedse.post.cylinder_Mxx | intermediate | N*m | [[ -27485.28267876] [ -396373.06869389] [-2167565.07315623] [-2458534.58844136] [-2428586.32450856] [-2398489.10003824] [-2368254.38356334] [-2337893.77450472] [-2307419.10391631] [-2276842.55231375] [-2246176.79193677] [-2215435.16395517] [-2184631.88079126] [-2153768.98209865] [-2122844.64896321] [-2107369.23246851] [-2091881.94769415] [-2076383.70429256]]
fixedse.post.cylinder_Myy | intermediate | N*m | [[5.90965417e+06] [8.51960726e+07] [4.58964116e+08] [5.17644587e+08] [5.07676477e+08] [4.97677334e+08] [4.87649811e+08] [4.77596566e+08] [4.67520283e+08] [4.57423697e+08] [4.47309621e+08] [4.37180982e+08] [4.27040858e+08] [4.16889781e+08] [4.06727485e+08] [4.01644175e+08] [3.96558813e+08] [3.91471599e+08]]
fixedse.post.cylinder_Mzz | intermediate | N*m | [[ 838706.91512256] [1918655.26645977] [3550492.25030067] [6203592.99571992] [6203569.49534595] [6203545.89067929] [6203522.07355508] [6203497.92832609] [6203473.3277088 ] [6203448.1278605 ] [6203422.16226017] [6203395.23352843] [6203367.10176986] [6203342.6939914 ] [6203322.67175479] [6203302.63944235] [6203292.62047082] [6203282.59996284]]
fixedse.post_monopile_tower.z_full | intermediate | m | [-75. -60. -45. -30. -26.66666667 -23.33333333 -20. -16.66666667 -13.33333333 -10. -6.66666667 -3.33333333 0. 3.33333333 6.66666667 10. 11.66666667 13.33333333 15. 27.30150617 39.60301235 51.90451852 69.47809877 87.05167901 104.62525926 115.16940741 125.71355556 136.2577037 143.2871358 150.3165679 157.346 ]
fixedse.post_monopile_tower.outer_diameter_full | intermediate | m | [8.51863396 8.51863396 8.51863396 8.51863396 8.51863396 8.51863396 8.51863396 8.51863396 8.51863396 8.51863396 8.51863396 8.51863396 8.51863396 8.51863396 8.51863396 8.51863396 8.51863396 8.51863396 8.51863396 8.51863396 8.51863396 8.51863396 8.51863396 8.51863396 8.51863396 7.6790893 6.83954465 6. 6. 6. 6. ]
fixedse.post_monopile_tower.t_full | intermediate | m | [0.075 0.075 0.075 0.075 0.075 0.075 0.075 0.075 0.075 0.075 0.075 0.075 0.075 0.075 0.075 0.075 0.075 0.075 0.02820639 0.02820639 0.02820639 0.02 0.02 0.02 0.02 0.02 0.02 0.02 0.02 0.02 ]
fixedse.post_monopile_tower.bending_height | intermediate | m | [187.346]
fixedse.post_monopile_tower.E_full | intermediate | Pa | [2.e+11 2.e+11 2.e+11 2.e+11 2.e+11 2.e+11 2.e+11 2.e+11 2.e+11 2.e+11 2.e+11 2.e+11 2.e+11 2.e+11 2.e+11 2.e+11 2.e+11 2.e+11 2.e+11 2.e+11 2.e+11 2.e+11 2.e+11 2.e+11 2.e+11 2.e+11 2.e+11 2.e+11 2.e+11 2.e+11]
fixedse.post_monopile_tower.G_full | intermediate | Pa | [7.93e+10 7.93e+10 7.93e+10 7.93e+10 7.93e+10 7.93e+10 7.93e+10 7.93e+10 7.93e+10 7.93e+10 7.93e+10 7.93e+10 7.93e+10 7.93e+10 7.93e+10 7.93e+10 7.93e+10 7.93e+10 7.93e+10 7.93e+10 7.93e+10 7.93e+10 7.93e+10 7.93e+10 7.93e+10 7.93e+10 7.93e+10 7.93e+10 7.93e+10 7.93e+10]
fixedse.post_monopile_tower.rho_full | intermediate | kg/m**3 | [7800. 7800. 7800. 7800. 7800. 7800. 7800. 7800. 7800. 7800. 7800. 7800. 7800. 7800. 7800. 7800. 7800. 7800. 7800. 7800. 7800. 7800. 7800. 7800. 7800. 7800. 7800. 7800. 7800. 7800.]
fixedse.post_monopile_tower.sigma_y_full | intermediate | Pa | [3.45e+08 3.45e+08 3.45e+08 3.45e+08 3.45e+08 3.45e+08 3.45e+08 3.45e+08 3.45e+08 3.45e+08 3.45e+08 3.45e+08 3.45e+08 3.45e+08 3.45e+08 3.45e+08 3.45e+08 3.45e+08 3.45e+08 3.45e+08 3.45e+08 3.45e+08 3.45e+08 3.45e+08 3.45e+08 3.45e+08 3.45e+08 3.45e+08 3.45e+08 3.45e+08]
fixedse.post_monopile_tower.section_A | intermediate | m**2 | [2.12874829 2.12874829 2.12874829 2.12874829 2.12874829 2.12874829 2.12874829 2.12874829 2.12874829 2.12874829 2.12874829 2.12874829 2.12874829 2.12874829 2.12874829 2.12874829 2.12874829 2.12874829 0.8050274 0.8050274 0.8050274 0.57136386 0.57136386 0.57136386 0.54314254 0.48669988 0.43025722 0.4020359 0.4020359 0.4020359 ]
fixedse.post_monopile_tower.section_Asx | intermediate | m**2 | [1.2128446 1.2128446 1.2128446 1.2128446 1.2128446 1.2128446 1.2128446 1.2128446 1.2128446 1.2128446 1.2128446 1.2128446 1.2128446 1.2128446 1.2128446 1.2128446 1.2128446 1.2128446 0.45750053 0.45750053 0.45750053 0.32456837 0.32456837 0.32456837 0.30855375 0.27652458 0.2444955 0.22848101 0.22848101 0.22848101]
fixedse.post_monopile_tower.section_Asy | intermediate | m**2 | [1.2128446 1.2128446 1.2128446 1.2128446 1.2128446 1.2128446 1.2128446 1.2128446 1.2128446 1.2128446 1.2128446 1.2128446 1.2128446 1.2128446 1.2128446 1.2128446 1.2128446 1.2128446 0.45750053 0.45750053 0.45750053 0.32456837 0.32456837 0.32456837 0.30855375 0.27652458 0.2444955 0.22848101 0.22848101 0.22848101]
fixedse.post_monopile_tower.section_Ixx | intermediate | kg*m**2 | [18.97262328 18.97262328 18.97262328 18.97262328 18.97262328 18.97262328 18.97262328 18.97262328 18.97262328 18.97262328 18.97262328 18.97262328 18.97262328 18.97262328 18.97262328 18.97262328 18.97262328 18.97262328 7.25411758 7.25411758 7.25411758 5.15850002 5.15850002 5.15850002 4.43125589 3.18837762 2.20278177 1.79714065 1.79714065 1.79714065]
fixedse.post_monopile_tower.section_Iyy | intermediate | kg*m**2 | [18.97262328 18.97262328 18.97262328 18.97262328 18.97262328 18.97262328 18.97262328 18.97262328 18.97262328 18.97262328 18.97262328 18.97262328 18.97262328 18.97262328 18.97262328 18.97262328 18.97262328 18.97262328 7.25411758 7.25411758 7.25411758 5.15850002 5.15850002 5.15850002 4.43125589 3.18837762 2.20278177 1.79714065 1.79714065 1.79714065]
fixedse.post_monopile_tower.section_J0 | intermediate | kg*m**2 | [37.94524656 37.94524656 37.94524656 37.94524656 37.94524656 37.94524656 37.94524656 37.94524656 37.94524656 37.94524656 37.94524656 37.94524656 37.94524656 37.94524656 37.94524656 37.94524656 37.94524656 37.94524656 14.50823516 14.50823516 14.50823516 10.31700005 10.31700005 10.31700005 8.86251179 6.37675525 4.40556353 3.59428131 3.59428131 3.59428131]
fixedse.post_monopile_tower.cylinder_Fz | intermediate | N | [[-3.03383976e+07] [-2.78959983e+07] [-2.52377566e+07] [-2.45983669e+07] [-2.39561347e+07] [-2.33081171e+07] [-2.26511672e+07] [-2.19818218e+07] [-2.12961667e+07] [-2.05896707e+07] [-1.98569627e+07] [-1.90915145e+07] [-1.84273880e+07] [-1.78825865e+07] [-1.73375073e+07] [-1.70648898e+07] [-1.67922296e+07] [-1.65195309e+07] [-1.47715340e+07] [-1.40034177e+07] [-1.32340220e+07] [-1.24476267e+07] [-1.16599480e+07] [-1.08710097e+07] [-1.04197707e+07] [-1.00142886e+07] [-9.65540924e+06] [-9.43208162e+06] [-9.20909770e+06] [-9.16770659e-10]]
fixedse.post_monopile_tower.cylinder_Vx | intermediate | N | [[-9.06641626e+05] [-6.77685053e+06] [-1.75273372e+07] [ 2.93825335e+06] [ 2.93840149e+06] [ 2.93855172e+06] [ 2.93870620e+06] [ 2.93886739e+06] [ 2.93903818e+06] [ 2.93922205e+06] [ 2.93942335e+06] [ 2.93964773e+06] [ 2.93963852e+06] [ 2.93930355e+06] [ 2.93940424e+06] [ 2.93859555e+06] [ 2.93861975e+06] [ 2.93864363e+06] [ 2.94100250e+06] [ 2.94215656e+06] [ 2.94319360e+06] [ 2.94467959e+06] [ 2.94617445e+06] [ 2.94729612e+06] [ 2.94356902e+06] [ 2.94319085e+06] [ 2.94270438e+06] [ 2.94084262e+06] [ 2.94080050e+06] [ 3.03490411e+03]]
fixedse.post_monopile_tower.cylinder_Vy | intermediate | N | [[-4.24909603e+03] [-3.19002088e+04] [-8.43675260e+04] [ 8.74068298e+03] [ 8.74138639e+03] [ 8.74210438e+03] [ 8.74284748e+03] [ 8.74362768e+03] [ 8.74445914e+03] [ 8.74535917e+03] [ 8.74634951e+03] [ 8.74745838e+03] [ 8.74745027e+03] [ 8.74586603e+03] [ 8.74638593e+03] [ 8.74247020e+03] [ 8.74259710e+03] [ 8.74272303e+03] [ 8.75453913e+03] [ 8.76093556e+03] [ 8.76698696e+03] [ 8.77618827e+03] [ 8.78662301e+03] [ 8.79588159e+03] [ 8.77510878e+03] [ 8.77446896e+03] [ 8.77377440e+03] [ 8.76241102e+03] [ 8.76403834e+03] [ 2.65953606e+01]]
fixedse.post_monopile_tower.cylinder_Mxx | intermediate | N*m | [[-2.74852827e+04] [-3.96373069e+05] [-2.16756507e+06] [-2.45853459e+06] [-2.42858632e+06] [-2.39848910e+06] [-2.36825438e+06] [-2.33789377e+06] [-2.30741910e+06] [-2.27684255e+06] [-2.24617679e+06] [-2.21543516e+06] [-2.18463188e+06] [-2.15376898e+06] [-2.12284465e+06] [-2.10736923e+06] [-2.09188195e+06] [-2.07638370e+06] [-1.96074416e+06] [-1.84247841e+06] [-1.72208105e+06] [-1.54604695e+06] [-1.36557520e+06] [-1.18203895e+06] [-1.07112761e+06] [-9.59335897e+05] [-8.46266803e+05] [-7.70118850e+05] [-6.93314748e+05] [-2.30640204e-04]]
fixedse.post_monopile_tower.cylinder_Myy | intermediate | N*m | [[ 5.90965417e+06] [ 8.51960726e+07] [ 4.58964116e+08] [ 5.17644587e+08] [ 5.07676477e+08] [ 4.97677334e+08] [ 4.87649811e+08] [ 4.77596566e+08] [ 4.67520283e+08] [ 4.57423697e+08] [ 4.47309621e+08] [ 4.37180982e+08] [ 4.27040858e+08] [ 4.16889781e+08] [ 4.06727485e+08] [ 4.01644175e+08] [ 3.96558813e+08] [ 3.91471599e+08] [ 3.53696134e+08] [ 3.15455124e+08] [ 2.76862584e+08] [ 2.21118623e+08] [ 1.64793372e+08] [ 1.08190127e+08] [ 7.42385607e+07] [ 4.02967751e+07] [ 6.38665781e+06] [-1.61643992e+07] [-3.86504530e+07] [ 2.63243859e-02]]
fixedse.post_monopile_tower.cylinder_Mzz | intermediate | N*m | [[ 838706.91512256] [1918655.26645977] [3550492.25030067] [6203592.99571992] [6203569.49534595] [6203545.89067929] [6203522.07355508] [6203497.92832609] [6203473.3277088 ] [6203448.1278605 ] [6203422.16226017] [6203395.23352843] [6203367.10176986] [6203342.6939914 ] [6203322.67175479] [6203302.63944235] [6203292.62047082] [6203282.59996284] [6204175.68391997] [6204101.09023457] [6204026.42521217] [6204477.75367142] [6204370.03784345] [6204262.14996872] [6204231.45738325] [6204340.55032524] [6204486.59417308] [6204544.60103694] [6204501.12571436] [ 0. ]]
fixedse.post_monopile_tower.qdyn | intermediate | Pa | [[0.00000000e+00] [0.00000000e+00] [0.00000000e+00] [3.11498549e+05] [2.78134940e+05] [2.45058548e+05] [2.12283107e+05] [1.79832158e+05] [1.47740077e+05] [1.16053604e+05] [8.48339892e+04] [5.41599074e+04] [2.41313517e+04] [9.45955644e+01] [1.11716667e+02] [1.23134535e+02] [1.27775357e+02] [1.31936564e+02] [1.35719352e+02] [1.56698435e+02] [1.71330486e+02] [1.82822277e+02] [1.96075520e+02] [2.06979051e+02] [2.16317993e+02] [2.21360836e+02] [2.26064090e+02] [2.30476436e+02] [2.33275754e+02] [2.35972568e+02] [2.38575171e+02]]
tcc.main_bearing_mass | intermediate | kg | [30785.64283173]
tcc.bedplate_mass | intermediate | kg | [40686.9261128]
tcc.blade_mass | intermediate | kg | [72642.51180901]
tcc.blade_cost_external | intermediate | USD | [801644.23420978]
tcc.brake_mass | intermediate | kg | [25122.12839595]
tcc.converter_mass | intermediate | kg | [11983.85]
tcc.cover_mass | intermediate | kg | [18115.28091561]
tcc.gearbox_mass | intermediate | kg | [0.]
tcc.generator_mass | intermediate | kg | [369114.40901806]
tcc.generator_cost_external | intermediate | USD | [5008749.3341356]
tcc.hss_mass | intermediate | kg | [0.]
tcc.hub_cost | output | USD | [89377.75872188]
tcc.hub_mass | intermediate | kg | [22917.37403125]
tcc.pitch_system_cost | output | USD | [1043346.78384985]
tcc.pitch_system_mass | intermediate | kg | [47210.26171266]
tcc.spinner_cost | output | USD | [62083.79240841]
tcc.spinner_mass | intermediate | kg | [5593.13445121]
tcc.hvac_mass | intermediate | kg | [9381.28122601]
tcc.lss_mass | intermediate | kg | [21455.50702769]
tcc.lss_cost | output | USD | [255320.53362953]
tcc.main_bearing_cost | output | USD | [138535.39274281]
tcc.gearbox_cost | output | USD | [0.]
tcc.hss_cost | output | USD | [0.]
tcc.brake_cost | output | USD | [91077.76428667]
tcc.generator_cost | output | USD | [5008749.3341356]
tcc.bedplate_cost | output | USD | [117992.08572713]
tcc.yaw_system_cost | output | USD | [209453.42241018]
tcc.yaw_mass | intermediate | kg | [25235.35209761]
tcc.converter_cost | output | USD | [225296.38]
tcc.hvac_cost | output | USD | [1163278.87202524]
tcc.cover_cost | output | USD | [103257.10121898]
tcc.elec_cost | output | USD | [627750.]
tcc.controls_cost | output | USD | [317250.]
tcc.platforms_mass | intermediate | kg | [41472.]
tcc.platforms_cost | output | USD | [709171.20000001]
tcc.transformer_cost | output | USD | [575938.]
tcc.transformer_mass | intermediate | kg | [30635.]
tcc.blade_cost | output | USD | [801644.23420978]
tcc.rotor_cost | output | USD | [3599741.03760948]
tcc.rotor_mass_tcc | output | kg | [293648.30562215]
tcc.nacelle_cost | output | USD | [9681605.47891895]
tcc.nacelle_mass_tcc | output | kg | [654773.02045721]
tcc.tower_cost | output | USD | [1934320.68199022]
tcc.tower_mass | intermediate | kg | [652903.94287382]
tcc.turbine_cost | output | USD | [15215667.19851866]
tcc.turbine_cost_kW | output | USD/kW | [1014.37781323]
tcc.turbine_mass_tcc | output | kg | [1601325.26895318]
tcc.hub_system_cost | output | USD | [1194808.33498013]
tcc.hub_system_mass_tcc | output | kg | [75720.77019512]
tcc.tower_parts_cost | output | USD | [1934320.68199022]
tcc.tower_cost_external | intermediate | USD | [1934320.68199022]
tcons.rated_Omega | intermediate | rpm | [7.2574654] | rotor rotation speed at rated
tcons.tower_freq | intermediate | Hz | [0.16127725]
tcons.tip_deflection | intermediate | m | [20.9952585]
tcons.Rtip | intermediate | m | [125.]
tcons.ref_axis_blade | intermediate | m | [[ 0. 0. 0. ] [ 0. 0. 4.1379309 ] [ 0. 0. 8.27586218] [ 0. 0. 12.41379339] [ 0. 0. 16.55172397] [ 0. 0. 20.68965483] [ 0. 0. 24.8275866 ] [ 0. 0. 28.96551734] [ 0. 0. 33.10344794] [ 0. 0. 37.24137925] [ 0. 0. 41.37931072] [ 0. 0. 45.51724133] [ 0. 0. 49.65517201] [ 0. 0. 53.79310371] [ 0. 0. 57.93103471] [ 0. 0. 62.06896529] [ 0. 0. 66.20689629] [ 0. 0. 70.34482799] [ 0. 0. 74.48275867] [ 0. 0. 78.62068928] [ 0. 0. 82.75862075] [ 0. 0. 86.89655206] [ 0. 0. 91.03448266] [ 0. 0. 95.1724134 ] [ 0. 0. 99.31034517] [ 0. 0. 103.44827603] [ 0. 0. 107.58620661] [ 0. 0. 111.72413775] [ 0. 0. 115.86207007] [ 0. 0. 120. ]]
tcons.ref_axis_tower | intermediate | m | [[ 0. 0. 15. ] [ 0. 0. 51.90451852] [ 0. 0. 104.62525926] [ 0. 0. 136.2577037 ] [ 0. 0. 157.346 ]]
towerse.env.distLoads.windLoads_Px | intermediate | N/m | [ 811.74564393 935.29809111 1021.86384818 1090.18003041 1169.40222751 1234.97416779 1291.44763264 1189.92291118 1084.37489965 973.99389388 985.59734665 996.77327326 1007.55661265]
towerse.env.distLoads.windLoads_Py | intermediate | N/m | [0. 0. 0. 0. 0. 0. 0. 0. 0. 0. 0. 0. 0.]
towerse.env.distLoads.windLoads_Pz | intermediate | N/m | [0. 0. 0. 0. 0. 0. 0. 0. 0. 0. 0. 0. 0.]
towerse.env.distLoads.windLoads_qdyn | intermediate | N/m**2 | [135.7193516 156.69843521 171.33048609 182.82227714 196.0755203 206.97905056 216.31799319 221.36083569 226.06408979 230.47643609 233.27575427 235.97256769 238.57517091]
towerse.env.distLoads.windLoads_z | intermediate | m | [ 15. 27.30150617 39.60301235 51.90451852 69.47809877 87.05167901 104.62525926 115.16940741 125.71355556 136.2577037 143.2871358 150.3165679 157.346 ]
towerse.env.distLoads.windLoads_beta | intermediate | deg | [0.]
towerse.z_global | output | m | [ 15. 27.30150617 39.60301235 51.90451852 69.47809877 87.05167901 104.62525926 115.16940741 125.71355556 136.2577037 143.2871358 150.3165679 157.346 ]
towerse.env.Uref | intermediate | m/s | [19.81922246]
towerse.wind_reference_height | intermediate | m | [162.96]
towerse.env.windLoads.U | intermediate | m/s | [14.88565131 15.99481728 16.72492878 17.27672858 17.89198978 18.38273594 18.79287721 19.01066664 19.21156496 19.39814576 19.51559311 19.62807517 19.73601994]
towerse.outer_diameter_full | output | m | [8.51863396 8.51863396 8.51863396 8.51863396 8.51863396 8.51863396 8.51863396 7.6790893 6.83954465 6. 6. 6. 6. ]
towerse.joint1 | output | m | [ 0. 0. 15.]
towerse.joint2 | output | m | [ 0. 0. 157.346]
towerse.s_full | output | m | [0. 0.08641975 0.17283951 0.25925926 0.38271605 0.50617284 0.62962963 0.7037037 0.77777778 0.85185185 0.90123457 0.95061728 1. ]
towerse.g2e.Px_global | intermediate | N/m | [ 811.74564393 935.29809111 1021.86384818 1090.18003041 1169.40222751 1234.97416779 1291.44763264 1189.92291118 1084.37489965 973.99389388 985.59734665 996.77327326 1007.55661265]
towerse.g2e.Py_global | intermediate | N/m | [0. 0. 0. 0. 0. 0. 0. 0. 0. 0. 0. 0. 0.]
towerse.g2e.Pz_global | intermediate | N/m | [0. 0. 0. 0. 0. 0. 0. 0. 0. 0. 0. 0. 0.]
towerse.g2e.qdyn_global | intermediate | Pa | [135.7193516 156.69843521 171.33048609 182.82227714 196.0755203 206.97905056 216.31799319 221.36083569 226.06408979 230.47643609 233.27575427 235.97256769 238.57517091]
towerse.lc:Px | intermediate | N/m | [0. 0. 0. 0. 0. 0. 0. 0. 0. 0. 0. 0. 0.]
towerse.lc:Py | intermediate | N/m | [0. 0. 0. 0. 0. 0. 0. 0. 0. 0. 0. 0. 0.]
towerse.lc:Pz | intermediate | N/m | [ -811.74564393 -935.29809111 -1021.86384818 -1090.18003041 -1169.40222751 -1234.97416779 -1291.44763264 -1189.92291118 -1084.37489965 -973.99389388 -985.59734665 -996.77327326 -1007.55661265]
towerse.lc:qdyn | intermediate | Pa | [135.7193516 156.69843521 171.33048609 182.82227714 196.0755203 206.97905056 216.31799319 221.36083569 226.06408979 230.47643609 233.27575427 235.97256769 238.57517091]
towerse.z_full | output | m | [ 0. 12.30150617 24.60301235 36.90451852 54.47809877 72.05167901 89.62525926 100.16940741 110.71355556 121.2577037 128.2871358 135.3165679 142.346 ]
towerse.t_full | output | m | [0.02820639 0.02820639 0.02820639 0.02 0.02 0.02 0.02 0.02 0.02 0.02 0.02 0.02 ]
towerse.tower_height | intermediate | m | [142.346]
towerse.E_full | output | Pa | [2.e+11 2.e+11 2.e+11 2.e+11 2.e+11 2.e+11 2.e+11 2.e+11 2.e+11 2.e+11 2.e+11 2.e+11]
towerse.G_full | output | Pa | [7.93e+10 7.93e+10 7.93e+10 7.93e+10 7.93e+10 7.93e+10 7.93e+10 7.93e+10 7.93e+10 7.93e+10 7.93e+10 7.93e+10]
towerse.rho_full | output | kg/m**3 | [7800. 7800. 7800. 7800. 7800. 7800. 7800. 7800. 7800. 7800. 7800. 7800.]
towerse.sigma_y_full | output | Pa | [3.45e+08 3.45e+08 3.45e+08 3.45e+08 3.45e+08 3.45e+08 3.45e+08 3.45e+08 3.45e+08 3.45e+08 3.45e+08 3.45e+08]
towerse.section_A | output | m**2 | [0.8050274 0.8050274 0.8050274 0.57136386 0.57136386 0.57136386 0.54314254 0.48669988 0.43025722 0.4020359 0.4020359 0.4020359 ]
towerse.section_Asx | output | m**2 | [0.45750053 0.45750053 0.45750053 0.32456837 0.32456837 0.32456837 0.30855375 0.27652458 0.2444955 0.22848101 0.22848101 0.22848101]
towerse.section_Asy | output | m**2 | [0.45750053 0.45750053 0.45750053 0.32456837 0.32456837 0.32456837 0.30855375 0.27652458 0.2444955 0.22848101 0.22848101 0.22848101]
towerse.section_Ixx | output | kg*m**2 | [7.25411758 7.25411758 7.25411758 5.15850002 5.15850002 5.15850002 4.43125589 3.18837762 2.20278177 1.79714065 1.79714065 1.79714065]
towerse.section_Iyy | output | kg*m**2 | [7.25411758 7.25411758 7.25411758 5.15850002 5.15850002 5.15850002 4.43125589 3.18837762 2.20278177 1.79714065 1.79714065 1.79714065]
towerse.section_J0 | output | kg*m**2 | [14.50823516 14.50823516 14.50823516 10.31700005 10.31700005 10.31700005 8.86251179 6.37675525 4.40556353 3.59428131 3.59428131 3.59428131]
towerse.section_rho | output | kg/m**3 | [7800. 7800. 7800. 7800. 7800. 7800. 7800. 7800. 7800. 7800. 7800. 7800.]
towerse.section_E | output | Pa | [2.e+11 2.e+11 2.e+11 2.e+11 2.e+11 2.e+11 2.e+11 2.e+11 2.e+11 2.e+11 2.e+11 2.e+11]
towerse.section_G | output | Pa | [7.93e+10 7.93e+10 7.93e+10 7.93e+10 7.93e+10 7.93e+10 7.93e+10 7.93e+10 7.93e+10 7.93e+10 7.93e+10 7.93e+10]
towerse.section_L | output | m | [12.30150617 12.30150617 12.30150617 17.57358025 17.57358025 17.57358025 10.54414815 10.54414815 10.54414815 7.0294321 7.0294321 7.0294321 ]
towerse.post.cylinder_Fz | intermediate | N | [[-14774730.21287066] [-14005334.51819046] [-13234995.70852909] [-12447316.96998498] [-11658378.678058 ] [-10868378.72260841] [-10417374.83101073] [-10012973.58589631] [ -9655221.21218134] [ -9432237.29391889] [ -9209174.11352213] [ -8986034.52447546]]
towerse.post.cylinder_Vx | intermediate | N | [[2938382.26917176] [2939581.51740615] [2940662.55377877] [2942176.10347945] [2943786.32586097] [2945029.69190067] [2942331.66628468] [2942125.28520826] [2941835.33387664] [2940356.47368425] [2940369.86705224] [2940334.69728704]]
towerse.post.cylinder_Vy | intermediate | N | [[8741.62456227] [8748.12544222] [8754.27466608] [8763.42663906] [8774.19079543] [8783.81004542] [8768.37201391] [8768.51843498] [8768.73461768] [8759.46274524] [8761.31237086] [8762.99881871]]
towerse.post.cylinder_Mxx | intermediate | N*m | [[-1990704.50898261] [-1878508.1623545 ] [-1763811.88431228] [-1595349.20571576] [-1421816.58786883] [-1244586.78726179] [-1137102.21550736] [-1028492.49530685] [ -918332.28767151] [ -843946.61323392] [ -768767.9360678 ] [ -692940.94141445]]
towerse.post.cylinder_Myy | intermediate | N*m | [[ 3.67217381e+08] [ 3.30196324e+08] [ 2.92738751e+08] [ 2.38479701e+08] [ 1.83486607e+08] [ 1.28066407e+08] [ 9.47440280e+07] [ 6.13734069e+07] [ 2.79669367e+07] [ 5.70757749e+06] [-1.65219056e+07] [-3.86931099e+07]]
towerse.post.cylinder_Mzz | intermediate | N*m | [[6204176.06775809] [6204101.40093101] [6204026.61153213] [6204477.88704194] [6204369.99541643] [6204261.93502593] [6204231.07830752] [6204340.16508278] [6204486.35496724] [6204544.56443239] [6204501.15601867] [6204457.73278264]]
towerse.qdyn | output | Pa | [[135.7193516 ] [156.69843521] [171.33048609] [182.82227714] [196.0755203 ] [206.97905056] [216.31799319] [221.36083569] [226.06408979] [230.47643609] [233.27575427] [235.97256769] [238.57517091]]
towerse.nodes_xyz | output | m | [[ 0. 0. 15. ] [ 0. 0. 27.30150617] [ 0. 0. 39.60301235] [ 0. 0. 51.90451852] [ 0. 0. 69.47809877] [ 0. 0. 87.05167901] [ 0. 0. 104.62525926] [ 0. 0. 115.16940741] [ 0. 0. 125.71355556] [ 0. 0. 136.2577037 ] [ 0. 0. 143.2871358 ] [ 0. 0. 150.3165679 ] [ 0. 0. 157.346 ]]
towerse.rna_mass | intermediate | kg | [948421.32607936]
towerse.rna_I | intermediate | kg*m**2 | [4.16138017e+08 2.85204924e+08 2.66307067e+08 5.41567843e+02 1.42357746e+07 1.69909285e+05]
towerse.rna_cg | intermediate | m | [-6.75812851 -0.09586916 4.59772556]
towerse.tower.rna_F | intermediate | N | [[ 2.93771295e+06] [ 8.73816952e+03] [-8.98603452e+06]]
towerse.tower.rna_M | intermediate | N*m | [[ -692940.008576 ] [-38693074.08051626] [ 6202665.53278366]]
towerse.Px | output | N/m | [[0.] [0.] [0.] [0.] [0.] [0.] [0.] [0.] [0.] [0.] [0.] [0.] [0.]]
towerse.Py | output | N/m | [[0.] [0.] [0.] [0.] [0.] [0.] [0.] [0.] [0.] [0.] [0.] [0.] [0.]]
towerse.Pz | output | N/m | [[ -811.74564393] [ -935.29809111] [-1021.86384818] [-1090.18003041] [-1169.40222751] [-1234.97416779] [-1291.44763264] [-1189.92291118] [-1084.37489965] [ -973.99389388] [ -985.59734665] [ -996.77327326] [-1007.55661265]]
towerse.tower_mass | output | kg | [652903.94287382]
towerse.tower_center_of_mass | output | m | [61.89030169]
towerse.tower_I_base | output | kg*m**2 | [3.57847506e+09 3.57847506e+09 1.06310318e+07 0.00000000e+00 0.00000000e+00 0.00000000e+00]
fixedse.member.gc.d | intermediate | m | [8.51863396 8.51863396 8.51863396 8.51863396 8.51863396 8.51863396 8.51863396]
fixedse.member.gc.t | intermediate | m | [0.075 0.075 0.075 0.075 0.075 0.075]
fixedse.member.s | output |  | [0. 0.5 0.61111111 0.72222222 0.83333333 0.94444444 1. ]
fixedse.member.height | output | m | [90.]
fixedse.monopile_outer_diameter | output | m | [8.51863396 8.51863396 8.51863396 8.51863396 8.51863396 8.51863396 8.51863396]
fixedse.monopile_wall_thickness | output | m | [0.075 0.075 0.075 0.075 0.075 0.075]
fixedse.member.E | output | Pa | [2.e+11 2.e+11 2.e+11 2.e+11 2.e+11 2.e+11]
fixedse.member.G | output | Pa | [7.93e+10 7.93e+10 7.93e+10 7.93e+10 7.93e+10 7.93e+10]
fixedse.member.sigma_y | output | Pa | [3.45e+08 3.45e+08 3.45e+08 3.45e+08 3.45e+08 3.45e+08]
fixedse.member.rho | output | kg/m**3 | [7800. 7800. 7800. 7800. 7800. 7800.]
fixedse.member.unit_cost | output | USD/kg | [0.7 0.7 0.7 0.7 0.7 0.7]
fixedse.member.outfitting_factor | output |  | [1.07 1.07 1.07 1.07 1.07 1.07]
fixedse.monopile_s | intermediate |  | [0. 0.5 0.61111111 0.72222222 0.83333333 0.94444444 1. ]
fixedse.s_const1 | output |  | [0.5]
fixedse.outfitting_full | output |  | [1.07 1.07 1.07 1.07 1.07 1.07 1.07 1.07 1.07 1.07 1.07 1.07 1.07 1.07 1.07 1.07 1.07 1.07]
fixedse.member.unit_cost_full | output | USD/kg | [0.7 0.7 0.7 0.7 0.7 0.7 0.7 0.7 0.7 0.7 0.7 0.7 0.7 0.7 0.7 0.7 0.7 0.7]
fixedse.mono.cylinder_mass | intermediate | kg | [1494381.29757545]
fixedse.mono.cylinder_cost | intermediate | USD | [3656288.29075319]
fixedse.mono.cylinder_z_cg | intermediate | m | [45.]
fixedse.mono.cylinder_I_base | intermediate | kg*m**2 | [4.04814828e+09 4.04814828e+09 2.66375631e+07 0.00000000e+00 0.00000000e+00 0.00000000e+00]
fixedse.tower_mass | intermediate | kg | [652903.94287382]
fixedse.tower_cost | intermediate | USD | [1934320.68199022]
fixedse.monopile_height | intermediate | m | [90.]
fixedse.tower_foundation_height | intermediate | m | [15.]
fixedse.monopile_foundation_height | intermediate | m | [-75.]
fixedse.soil.d0 | intermediate | m | [8.51863396]
rotorse.r | intermediate | m | [ 5. 9.1379309 13.27586218 17.41379339 21.55172397 25.68965483 29.8275866 33.96551734 38.10344794 42.24137925 46.37931072 50.51724133 54.65517201 58.79310371 62.93103471 67.06896529 71.20689629 75.34482799 79.48275867 83.62068928 87.75862075 91.89655206 96.03448266 100.1724134 104.31034517 108.44827603 112.58620661 116.72413775 120.86207007 125. ] | radial locations where blade is defined (should be increasing and not go all the way to hub or tip)
rotorse.chord | intermediate | m | [5. 6.45057184 7. 7. 7. 6.98980714 6.72049092 6.4708953 6.24487326 5.94201502 5.55704973 5.19612751 4.85662024 4.55786366 4.23832377 3.93496921 3.68586956 3.48067502 3.22630701 3.05296816 2.88965517 2.72413792 2.55862069 2.39310346 2.22758619 2.06206896 1.901718 1.71813319 1.36512688 0.5 ] | chord length at each section
rotorse.ccblade.theta_in | intermediate | rad | [ 0.97738438 0.66076487 0.48378032 0.35172297 0.23757181 0.15461066 0.11998401 0.08951877 0.08011156 0.06839539 0.05069348 0.03689154 0.02589658 -0.00260522 -0.01628047 -0.02163829 -0.02589926 -0.03262599 -0.03850517 -0.04566013 -0.04813058 -0.04991932 -0.05373845 -0.05934119 -0.05934119 -0.05135876 -0.03840534 -0.02422526 -0.01097925 -0.00418879] | twist angle at each section (positive decreases angle of attack)
rotorse.airfoils_cl | intermediate |  | [[[[-3.25260652e-19]] [[ 3.46944695e-18]] [[-1.38777878e-17]] ... [[ 3.38271078e-17]] [[-1.73472348e-18]] [[-3.57786717e-18]]] [[[ 6.63256118e-03]] [[ 1.13462757e-01]] [[ 2.14951605e-01]] ... [[-2.32379273e-01]] [[-1.26591152e-01]] [[ 6.63256118e-03]]] [[[ 1.27742998e-02]] [[ 1.42693272e-01]] [[ 2.58637012e-01]] ... [[-2.66800672e-01]] [[-1.38782724e-01]] [[ 1.27742998e-02]]] ... [[[-1.53642952e-08]] [[ 2.24280087e-01]] [[ 4.60935912e-01]] ... [[-4.60935912e-01]] [[-2.24280087e-01]] [[ 1.53642952e-08]]] [[[-1.53642952e-08]] [[ 2.24280087e-01]] [[ 4.60935912e-01]] ... [[-4.60935912e-01]] [[-2.24280087e-01]] [[ 1.53642952e-08]]] [[[-1.53642952e-08]] [[ 2.24280087e-01]] [[ 4.60935912e-01]] ... [[-4.60935912e-01]] [[-2.24280087e-01]] [[ 1.53642952e-08]]]] | lift coefficients, spanwise
rotorse.airfoils_cd | intermediate |  | [[[[0.5 ]] [[0.5 ]] [[0.5 ]] ... [[0.5 ]] [[0.5 ]] [[0.5 ]]] [[[0.15834246]] [[0.14657251]] [[0.12654502]] ... [[0.13933512]] [[0.1506808 ]] [[0.15834246]]] [[[0.06162547]] [[0.06296798]] [[0.06920074]] ... [[0.07156878]] [[0.06373137]] [[0.06162547]]] ... [[[0.0198 ]] [[0.02572598]] [[0.04114402]] ... [[0.04047996]] [[0.02538511]] [[0.0198 ]]] [[[0.0198 ]] [[0.02572598]] [[0.04114402]] ... [[0.04047996]] [[0.02538511]] [[0.0198 ]]] [[[0.0198 ]] [[0.02572598]] [[0.04114402]] ... [[0.04047996]] [[0.02538511]] [[0.0198 ]]]] | drag coefficients, spanwise
rotorse.airfoils_cm | intermediate |  | [[[[-4.06575815e-20]] [[-3.90312782e-18]] [[ 8.67361738e-19]] ... [[-1.73472348e-18]] [[ 3.03576608e-18]] [[-3.38813179e-21]]] [[[ 2.57065280e-04]] [[ 5.26947335e-02]] [[ 9.97340121e-02]] ... [[-1.11282798e-01]] [[-5.86879347e-02]] [[ 2.57065280e-04]]] [[[ 3.70854259e-04]] [[ 5.78906867e-02]] [[ 1.09442053e-01]] ... [[-1.20140868e-01]] [[-6.33445740e-02]] [[ 3.70854259e-04]]] ... [[[-7.71299959e-09]] [[ 1.12680187e-01]] [[ 2.31783829e-01]] ... [[-2.31710912e-01]] [[-1.12584318e-01]] [[ 7.70271561e-09]]] [[[-7.71299959e-09]] [[ 1.12680187e-01]] [[ 2.31783829e-01]] ... [[-2.31710912e-01]] [[-1.12584318e-01]] [[ 7.70271561e-09]]] [[[-7.71299959e-09]] [[ 1.12680187e-01]] [[ 2.31783829e-01]] ... [[-2.31710912e-01]] [[-1.12584318e-01]] [[ 7.70271561e-09]]]] | moment coefficients, spanwise
rotorse.Rhub | intermediate | m | [5.] | hub radius
rotorse.Rtip | intermediate | m | [125.] | tip radius
rotorse.ccblade.rthick | intermediate |  | [1. 0.56482845 0.4 0.4 0.38854197 0.35 0.35 0.35 0.35 0.32886547 0.3 0.3 0.3 0.3 0.3 0.28140145 0.25 0.25 0.25 0.25 0.25 0.23710074 0.21 0.21 0.21 0.17916643 0.17 0.17 0.17 0.17 ] | 1D array of the relative thicknesses of the blade defined along span.
rotorse.precurve | intermediate | m | [0. 0. 0. 0. 0. 0. 0. 0. 0. 0. 0. 0. 0. 0. 0. 0. 0. 0. 0. 0. 0. 0. 0. 0. 0. 0. 0. 0. 0. 0.] | precurve at each section
rotorse.precurveTip | intermediate | m | [0.] | precurve at tip
rotorse.presweep | intermediate | m | [0. 0. 0. 0. 0. 0. 0. 0. 0. 0. 0. 0. 0. 0. 0. 0. 0. 0. 0. 0. 0. 0. 0. 0. 0. 0. 0. 0. 0. 0.] | presweep at each section
rotorse.presweepTip | intermediate | m | [0.] | presweep at tip
rotorse.hub_height | intermediate | m | [162.96] | hub height
rotorse.rc.blade_length | intermediate | m | [120.] | blade length
rotorse.rc.s | intermediate |  | [0. 0.03448276 0.06896552 0.10344828 0.13793103 0.17241379 0.20689655 0.24137931 0.27586207 0.31034483 0.34482759 0.37931034 0.4137931 0.44827586 0.48275862 0.51724138 0.55172414 0.5862069 0.62068966 0.65517241 0.68965517 0.72413793 0.75862069 0.79310345 0.82758621 0.86206897 0.89655172 0.93103448 0.96551724 1. ] | blade nondimensional span location
rotorse.rc.chord | intermediate | m | [5. 6.45057184 7. 7. 7. 6.98980714 6.72049092 6.4708953 6.24487326 5.94201502 5.55704973 5.19612751 4.85662024 4.55786366 4.23832377 3.93496921 3.68586956 3.48067502 3.22630701 3.05296816 2.88965517 2.72413792 2.55862069 2.39310346 2.22758619 2.06206896 1.901718 1.71813319 1.36512688 0.5 ] | Chord distribution
rotorse.rc.coord_xy_interp | intermediate |  | [[[ 1.00000000e+00 4.33680869e-19] [ 9.99310113e-01 -2.24586628e-02] [ 9.97715675e-01 -4.48159779e-02] ... [ 9.97767307e-01 4.41944433e-02] [ 9.99327246e-01 2.21465777e-02] [ 1.00000000e+00 -6.93889390e-18]] [[ 1.00000000e+00 -3.45453481e-03] [ 9.85732236e-01 -4.50857227e-03] [ 9.71245898e-01 -5.41268359e-03] ... [ 9.73540047e-01 2.01834666e-02] [ 9.86794643e-01 1.21857375e-02] [ 1.00000000e+00 3.34158479e-03]] [[ 1.00000000e+00 -3.52767074e-03] [ 9.82059782e-01 3.90327629e-04] [ 9.63825795e-01 2.50462990e-03] ... [ 9.66589031e-01 1.41947173e-02] [ 9.83283080e-01 8.77890463e-03] [ 1.00000000e+00 3.41232946e-03]] ... [[ 1.00000000e+00 -1.59933238e-03] [ 9.76316764e-01 1.06223114e-03] [ 9.52601299e-01 3.08357338e-03] ... [ 9.53511819e-01 1.19996935e-02] [ 9.76793838e-01 6.84560730e-03] [ 1.00000000e+00 1.54000107e-03]] [[ 1.00000000e+00 -1.59933238e-03] [ 9.76316764e-01 1.06223114e-03] [ 9.52601299e-01 3.08357338e-03] ... [ 9.53511819e-01 1.19996935e-02] [ 9.76793838e-01 6.84560730e-03] [ 1.00000000e+00 1.54000107e-03]] [[ 1.00000000e+00 -1.59933238e-03] [ 9.76316764e-01 1.06223114e-03] [ 9.52601299e-01 3.08357338e-03] ... [ 9.53511819e-01 1.19996935e-02] [ 9.76793838e-01 6.84560730e-03] [ 1.00000000e+00 1.54000107e-03]]] | 3D array of the non-dimensional x and y airfoil coordinates of the airfoils interpolated along span for n_span stations.
rotorse.rc.web_start_nd | intermediate |  | [[0.09443924 0.22028559 0.2909226 0.32714482 0.33992124 0.35394283 0.35795247 0.36158362 0.36333612 0.36849398 0.37502314 0.37817178 0.38126751 0.38566903 0.38948024 0.39387821 0.39807393 0.40112861 0.40526073 0.40861291 0.41187352 0.41567918 0.4201229 0.42493066 0.43022388 0.438479 0.44613537 0.45557637 0.45654734 0.35514123] [0.09443924 0.22028559 0.2909226 0.2821279 0.29497144 0.3080999 0.31028983 0.31208816 0.31203055 0.3139898 0.31600373 0.3150097 0.31363617 0.31356438 0.31185283 0.30988156 0.30796239 0.30566399 0.3022003 0.29963697 0.29666059 0.29297368 0.28840258 0.28399838 0.27870481 0.2733538 0.26649906 0.25645508 0.23017251 0.35514123]] | 2D array of the non-dimensional start point defined along the outer profile of a web. The TE suction side is 0, the TE pressure side is 1. The first dimension represents each web, the second dimension represents each entry along blade span.
rotorse.rc.web_end_nd | intermediate |  | [[0.59444857 0.62189489 0.62633404 0.61588482 0.62540739 0.62907116 0.63062852 0.63186896 0.63163908 0.62851035 0.62419046 0.62296768 0.62140949 0.62086375 0.61890963 0.61362842 0.60657502 0.60417114 0.6005548 0.59785301 0.59474493 0.5891243 0.58121683 0.57661479 0.57101193 0.56161083 0.55349246 0.54287466 0.54120503 0.64386652] [0.59444857 0.62189489 0.62633404 0.66085041 0.67027318 0.6747734 0.67807638 0.68109183 0.68263479 0.68265141 0.6828203 0.68570157 0.68856642 0.69252115 0.69606266 0.69746599 0.69738865 0.70045065 0.70456263 0.70792046 0.7111373 0.71333555 0.71487803 0.71976622 0.72497646 0.72899915 0.73501951 0.74387971 0.76895362 0.64386652]] | 2D array of the non-dimensional end point defined along the outer profile of a web. The TE suction side is 0, the TE pressure side is 1. The first dimension represents each web, the second dimension represents each entry along blade span.
rotorse.rc.layer_thickness | intermediate | m | [[0.0005 0.0005 0.0005 0.0005 0.0005 0.0005 0.0005 0.0005 0.0005 0.0005 0.0005 0.0005 0.0005 0.0005 0.0005 0.0005 0.0005 0.0005 0.0005 0.0005 0.0005 0.0005 0.0005 0.0005 0.0005 0.0005 0.0005 0.0005 0.0005 0.0005 ] [0.05 0.04081969 0.03226966 0.02415612 0.01564759 0.00867322 0.00473378 0.00312627 0.00227767 0.00203461 0.00200053 0.00200002 0.002 0.002 0.002 0.002 0.002 0.002 0.002 0.002 0.002 0.002 0.002 0.002 0.00180323 0.00131224 0.00104021 0.00100135 0.001 0.001 ] [0.0001 0.00438147 0.0150519 0.03035182 0.04746369 0.06362935 0.07611578 0.08317021 0.08937909 0.09450151 0.09777677 0.09841932 0.09739565 0.09512692 0.09226371 0.08925432 0.08635675 0.0832791 0.07972353 0.07549254 0.0699988 0.06112214 0.04860463 0.03545513 0.02466062 0.01776472 0.01194345 0.00691416 0.00324837 0.001 ] [0.0001 0.00438147 0.0150519 0.03035182 0.04746369 0.06362935 0.07611578 0.08317021 0.08937909 0.09450151 0.09777677 0.09841932 0.09739565 0.09512692 0.09226371 0.08925432 0.08635675 0.0832791 0.07972353 0.07549254 0.0699988 0.06112214 0.04860463 0.03545513 0.02466062 0.01776472 0.01194345 0.00691416 0.00324837 0.001 ] [0. 0. 0. 0.00299507 0.00294581 0.00289655 0.00284729 0.00279803 0.00274877 0.00269951 0.00265025 0.00260099 0.00255172 0.00250246 0.0024532 0.00240394 0.00235468 0.00230542 0.00225616 0.0022069 0.00215764 0.00210837 0.00205911 0.00200985 0. 0. 0. 0. 0. 0. ] [0. 0. 0. 0.0151551 0.02659419 0.03838054 0.04863375 0.05706524 0.06593926 0.07399829 0.07952219 0.08035564 0.07552905 0.06548829 0.05371052 0.04289912 0.03358001 0.02375535 0.01434111 0.00715383 0.00416067 0.00301727 0.0021994 0.00162397 0. 0. 0. 0. 0. 0. ] [0. 0. 0. 0.0151551 0.02659419 0.03838054 0.04863375 0.05706524 0.06593926 0.07399829 0.07952219 0.08035564 0.07552905 0.06548829 0.05371052 0.04289912 0.03358001 0.02375535 0.01434111 0.00715383 0.00416067 0.00301727 0.0021994 0.00162397 0. 0. 0. 0. 0. 0. ] [0. 0. 0. 0.05972906 0.0570197 0.05431034 0.05160099 0.04889163 0.04618227 0.04347291 0.04076355 0.03805419 0.03534483 0.03263547 0.02992611 0.02721675 0.02450739 0.02179803 0.01908867 0.01637931 0.01366995 0.01096059 0.00825123 0.00554187 0. 0. 0. 0. 0. 0. ] [0. 0. 0. 0.05972906 0.0570197 0.05431034 0.05160099 0.04889163 0.04618227 0.04347291 0.04076355 0.03805419 0.03534483 0.03263547 0.02992611 0.02721675 0.02450739 0.02179803 0.01908867 0.01637931 0.01366995 0.01096059 0.00825123 0.00554187 0. 0. 0. 0. 0. 0. ] [0. 0. 0. 0.05972906 0.0570197 0.05431034 0.05160099 0.04889163 0.04618227 0.04347291 0.04076355 0.03805419 0.03534483 0.03263547 0.02992611 0.02721675 0.02450739 0.02179803 0.01908867 0.01637931 0.01366995 0.01096059 0.00825123 0.00554187 0. 0. 0. 0. 0. 0. ] [0. 0. 0. 0.05972906 0.0570197 0.05431034 0.05160099 0.04889163 0.04618227 0.04347291 0.04076355 0.03805419 0.03534483 0.03263547 0.02992611 0.02721675 0.02450739 0.02179803 0.01908867 0.01637931 0.01366995 0.01096059 0.00825123 0.00554187 0. 0. 0. 0. 0. 0. ] [0.05 0.04081969 0.03226966 0.02415612 0.01564759 0.00867322 0.00473378 0.00312627 0.00227767 0.00203461 0.00200053 0.00200002 0.002 0.002 0.002 0.002 0.002 0.002 0.002 0.002 0.002 0.002 0.002 0.002 0.00180323 0.00131224 0.00104021 0.00100135 0.001 0.001 ] [0. 0. 0. 0.00199391 0.00193306 0.00187221 0.00181136 0.00175051 0.00168966 0.0016288 0.00156795 0.0015071 0.00144625 0.0013854 0.00132454 0.00126369 0.00120284 0.00114199 0.00108114 0.00102028 0.00095943 0.00089858 0.00083773 0.00077688 0.00071602 0.00065517 0.00059432 0.00053347 0. 0. ] [0. 0. 0. 0.04284584 0.04130426 0.03976268 0.0382211 0.03667951 0.03513793 0.03359635 0.03205477 0.03051318 0.0289716 0.02743002 0.02588844 0.02434686 0.02280527 0.02126369 0.01972211 0.01818053 0.01663895 0.01509736 0.01355578 0.0120142 0.01047262 0.00893103 0.00738945 0.00584787 0. 0. ] [0. 0. 0. 0.00199391 0.00193306 0.00187221 0.00181136 0.00175051 0.00168966 0.0016288 0.00156795 0.0015071 0.00144625 0.0013854 0.00132454 0.00126369 0.00120284 0.00114199 0.00108114 0.00102028 0.00095943 0.00089858 0.00083773 0.00077688 0.00071602 0.00065517 0.00059432 0.00053347 0. 0. ] [0. 0. 0. 0.00199391 0.00193306 0.00187221 0.00181136 0.00175051 0.00168966 0.0016288 0.00156795 0.0015071 0.00144625 0.0013854 0.00132454 0.00126369 0.00120284 0.00114199 0.00108114 0.00102028 0.00095943 0.00089858 0.00083773 0.00077688 0.00071602 0.00065517 0.00059432 0.00053347 0. 0. ] [0. 0. 0. 0.04284584 0.04130426 0.03976268 0.0382211 0.03667951 0.03513793 0.03359635 0.03205477 0.03051318 0.0289716 0.02743002 0.02588844 0.02434686 0.02280527 0.02126369 0.01972211 0.01818053 0.01663895 0.01509736 0.01355578 0.0120142 0.01047262 0.00893103 0.00738945 0.00584787 0. 0. ] [0. 0. 0. 0.00199391 0.00193306 0.00187221 0.00181136 0.00175051 0.00168966 0.0016288 0.00156795 0.0015071 0.00144625 0.0013854 0.00132454 0.00126369 0.00120284 0.00114199 0.00108114 0.00102028 0.00095943 0.00089858 0.00083773 0.00077688 0.00071602 0.00065517 0.00059432 0.00053347 0. 0. ]] | 2D array of the thickness of the layers of the blade structure. The first dimension represents each layer, the second dimension represents each entry along blade span.
rotorse.rc.layer_start_nd | intermediate |  | [[0. 0. 0. 0. 0. 0. 0. 0. 0. 0. 0. 0. 0. 0. 0. 0. 0. 0. 0. 0. 0. 0. 0. 0. 0. 0. 0. 0. 0. 0. ] [0. 0. 0. 0. 0. 0. 0. 0. 0. 0. 0. 0. 0. 0. 0. 0. 0. 0. 0. 0. 0. 0. 0. 0. 0. 0. 0. 0. 0. 0. ] [0.06578734 0.19181051 0.26253347 0.27600434 0.28868679 0.30162817 0.30355863 0.30511017 0.30480667 0.30632528 0.30770565 0.30615919 0.30419558 0.30357284 0.301169 0.29825907 0.29524936 0.29223542 0.28775694 0.28442639 0.28063191 0.27585455 0.27001348 0.26441435 0.25771614 0.25035209 0.24949909 0.24901627 0.24856522 0.24833394] [0.56579667 0.59341982 0.59794492 0.60972625 0.61912309 0.6226054 0.62389262 0.62487392 0.62439582 0.62082914 0.6159228 0.61416478 0.61203382 0.61097975 0.60837164 0.60235604 0.59469894 0.59169882 0.58723315 0.583918 0.58012905 0.57366289 0.56469763 0.55919233 0.55249412 0.54090391 0.53867113 0.53800161 0.53737817 0.53705922] [0.49999966 0.50048349 0.50578694 0.48055217 0.48081957 0.48199072 0.48094998 0.47990811 0.47889279 0.47696109 0.47322704 0.47090472 0.46840513 0.46589755 0.46282427 0.45774496 0.45067988 0.44765656 0.44337488 0.44005053 0.43663292 0.43102845 0.42535246 0.4251247 0.49608288 0.49654267 0.49727784 0.49727784 0.49727784 0.49727784] [0. 0. 0. 0. 0. 0. 0. 0. 0. 0. 0. 0. 0. 0. 0. 0. 0. 0. 0. 0. 0. 0. 0. 0. 0. 0. 0. 0. 0. 0. ] [1. 1. 1. 0.96845653 0.9682747 0.96753706 0.96623615 0.96493381 0.96366465 0.96140206 0.95820747 0.95530457 0.95218009 0.94904561 0.94520401 0.94058225 0.93589509 0.93211595 0.92676384 0.9226057 0.91823166 0.91283402 0.90631632 0.89983676 1. 1. 1. 1. 1. 1. ] [0. 0. 0. 0.03154347 0.0317253 0.03246294 0.03376385 0.03506619 0.03633535 0.03859794 0.04179253 0.04469543 0.04781991 0.05095439 0.05479599 0.05941775 0.06410491 0.06788405 0.07323616 0.0773943 0.08176834 0.08716598 0.09368368 0.10016324 0. 0. 0. 0. 0. 0. ] [0.12309114 0.24876067 0.31931172 0.33278259 0.34579233 0.36006145 0.36433356 0.36822931 0.3702103 0.37580158 0.3829322 0.38661096 0.39027142 0.39529074 0.39980179 0.40521101 0.41063819 0.41442671 0.41958201 0.42373612 0.42781493 0.43275331 0.43864411 0.44470819 0.4514064 0.46164578 0.46311367 0.46263085 0.4621798 0.46194853] [0.49999966 0.50048349 0.50578694 0.53102172 0.53158004 0.53393141 0.53497215 0.53601402 0.53702935 0.5387178 0.54009508 0.54241741 0.54491699 0.54742457 0.55049786 0.55281336 0.55324773 0.55627104 0.56055273 0.56387707 0.56729468 0.56863433 0.5668133 0.56704106 0.49608288 0.49654267 0.49727784 0.49727784 0.49727784 0.49727784] [0.62310047 0.65036997 0.65472317 0.66650449 0.67622863 0.68103869 0.68466755 0.68799306 0.68979945 0.69030544 0.69114935 0.69461656 0.69810967 0.70269766 0.70700443 0.70930798 0.71008777 0.71389011 0.71905823 0.72322774 0.72731207 0.73056165 0.73332825 0.73948617 0.74618438 0.7521976 0.75228572 0.7516162 0.75099275 0.75067381] [0. 0. 0. 0. 0. 0. 0. 0. 0. 0. 0. 0. 0. 0. 0. 0. 0. 0. 0. 0. 0. 0. 0. 0. 0. 0. 0. 0. 0. 0. ] [0. 0. 0. 0. 0. 0. 0. 0. 0. 0. 0. 0. 0. 0. 0. 0. 0. 0. 0. 0. 0. 0. 0. 0. 0. 0. 0. 0. 0. 0. ] [0. 0. 0. 0. 0. 0. 0. 0. 0. 0. 0. 0. 0. 0. 0. 0. 0. 0. 0. 0. 0. 0. 0. 0. 0. 0. 0. 0. 0. 0. ] [0. 0. 0. 0. 0. 0. 0. 0. 0. 0. 0. 0. 0. 0. 0. 0. 0. 0. 0. 0. 0. 0. 0. 0. 0. 0. 0. 0. 0. 0. ] [0. 0. 0. 0. 0. 0. 0. 0. 0. 0. 0. 0. 0. 0. 0. 0. 0. 0. 0. 0. 0. 0. 0. 0. 0. 0. 0. 0. 0. 0. ] [0. 0. 0. 0. 0. 0. 0. 0. 0. 0. 0. 0. 0. 0. 0. 0. 0. 0. 0. 0. 0. 0. 0. 0. 0. 0. 0. 0. 0. 0. ] [0. 0. 0. 0. 0. 0. 0. 0. 0. 0. 0. 0. 0. 0. 0. 0. 0. 0. 0. 0. 0. 0. 0. 0. 0. 0. 0. 0. 0. 0. ]] | 2D array of the non-dimensional start point defined along the outer profile of a layer. The TE suction side is 0, the TE pressure side is 1. The first dimension represents each layer, the second dimension represents each entry along blade span.
rotorse.rc.layer_end_nd | intermediate |  | [[1. 1. 1. 1. 1. 1. 1. 1. 1. 1. 1. 1. 1. 1. 1. 1. 1. 1. 1. 1. 1. 1. 1. 1. 1. 1. 1. 1. 1. 1. ] [1. 1. 1. 1. 1. 1. 1. 1. 1. 1. 1. 1. 1. 1. 1. 1. 1. 1. 1. 1. 1. 1. 1. 1. 1. 1. 1. 1. 1. 1. ] [0.12309114 0.24876067 0.31931172 0.33278259 0.34579233 0.36006145 0.36433356 0.36822931 0.3702103 0.37580158 0.3829322 0.38661096 0.39027142 0.39529074 0.39980179 0.40521101 0.41063819 0.41442671 0.41958201 0.42373612 0.42781493 0.43275331 0.43864411 0.44470819 0.4514064 0.46164578 0.46311367 0.46263085 0.4621798 0.46194853] [0.62310047 0.65036997 0.65472317 0.66650449 0.67622863 0.68103869 0.68466755 0.68799306 0.68979945 0.69030544 0.69114935 0.69461656 0.69810967 0.70269766 0.70700443 0.70930798 0.71008777 0.71389011 0.71905823 0.72322774 0.72731207 0.73056165 0.73332825 0.73948617 0.74618438 0.7521976 0.75228572 0.7516162 0.75099275 0.75067381] [0.49999966 0.50048349 0.50578694 0.53102172 0.53158004 0.53393141 0.53497215 0.53601402 0.53702935 0.5387178 0.54009508 0.54241741 0.54491699 0.54742457 0.55049786 0.55281336 0.55324773 0.55627104 0.56055273 0.56387707 0.56729468 0.56863433 0.5668133 0.56704106 0.49608288 0.49654267 0.49727784 0.49727784 0.49727784 0.49727784] [0. 0. 0. 0.03154347 0.0317253 0.03246294 0.03376385 0.03506619 0.03633535 0.03859794 0.04179253 0.04469543 0.04781991 0.05095439 0.05479599 0.05941775 0.06410491 0.06788405 0.07323616 0.0773943 0.08176834 0.08716598 0.09368368 0.10016324 0. 0. 0. 0. 0. 0. ] [1. 1. 1. 1. 1. 1. 1. 1. 1. 1. 1. 1. 1. 1. 1. 1. 1. 1. 1. 1. 1. 1. 1. 1. 1. 1. 1. 1. 1. 1. ] [0.06578734 0.19181051 0.26253347 0.27600434 0.28868679 0.30162817 0.30355863 0.30511017 0.30480667 0.30632528 0.30770565 0.30615919 0.30419558 0.30357284 0.301169 0.29825907 0.29524936 0.29223542 0.28775694 0.28442639 0.28063191 0.27585455 0.27001348 0.26441435 0.25771614 0.25035209 0.24949909 0.24901627 0.24856522 0.24833394] [0.49999966 0.50048349 0.50578694 0.48055217 0.48081957 0.48199072 0.48094998 0.47990811 0.47889279 0.47696109 0.47322704 0.47090472 0.46840513 0.46589755 0.46282427 0.45774496 0.45067988 0.44765656 0.44337488 0.44005053 0.43663292 0.43102845 0.42535246 0.4251247 0.49608288 0.49654267 0.49727784 0.49727784 0.49727784 0.49727784] [0.56579667 0.59341982 0.59794492 0.60972625 0.61912309 0.6226054 0.62389262 0.62487392 0.62439582 0.62082914 0.6159228 0.61416478 0.61203382 0.61097975 0.60837164 0.60235604 0.59469894 0.59169882 0.58723315 0.583918 0.58012905 0.57366289 0.56469763 0.55919233 0.55249412 0.54090391 0.53867113 0.53800161 0.53737817 0.53705922] [1. 1. 1. 0.96845653 0.9682747 0.96753706 0.96623615 0.96493381 0.96366465 0.96140206 0.95820747 0.95530457 0.95218009 0.94904561 0.94520401 0.94058225 0.93589509 0.93211595 0.92676384 0.9226057 0.91823166 0.91283402 0.90631632 0.89983676 1. 1. 1. 1. 1. 1. ] [1. 1. 1. 1. 1. 1. 1. 1. 1. 1. 1. 1. 1. 1. 1. 1. 1. 1. 1. 1. 1. 1. 1. 1. 1. 1. 1. 1. 1. 1. ] [0. 0. 0. 0. 0. 0. 0. 0. 0. 0. 0. 0. 0. 0. 0. 0. 0. 0. 0. 0. 0. 0. 0. 0. 0. 0. 0. 0. 0. 0. ] [0. 0. 0. 0. 0. 0. 0. 0. 0. 0. 0. 0. 0. 0. 0. 0. 0. 0. 0. 0. 0. 0. 0. 0. 0. 0. 0. 0. 0. 0. ] [0. 0. 0. 0. 0. 0. 0. 0. 0. 0. 0. 0. 0. 0. 0. 0. 0. 0. 0. 0. 0. 0. 0. 0. 0. 0. 0. 0. 0. 0. ] [0. 0. 0. 0. 0. 0. 0. 0. 0. 0. 0. 0. 0. 0. 0. 0. 0. 0. 0. 0. 0. 0. 0. 0. 0. 0. 0. 0. 0. 0. ] [0. 0. 0. 0. 0. 0. 0. 0. 0. 0. 0. 0. 0. 0. 0. 0. 0. 0. 0. 0. 0. 0. 0. 0. 0. 0. 0. 0. 0. 0. ] [0. 0. 0. 0. 0. 0. 0. 0. 0. 0. 0. 0. 0. 0. 0. 0. 0. 0. 0. 0. 0. 0. 0. 0. 0. 0. 0. 0. 0. 0. ]] | 2D array of the non-dimensional end point defined along the outer profile of a layer. The TE suction side is 0, the TE pressure side is 1. The first dimension represents each layer, the second dimension represents each entry along blade span.
rotorse.rc.ply_t | intermediate | m | [1.00000000e+06 1.00000000e+06 1.00000000e+06 1.00000000e+06 5.00000000e-03 5.15873016e-03 1.00000000e-03 1.00000000e-03 1.00000000e+06 1.00000000e+06 1.00000000e+06] | 1D array of the ply thicknesses of the materials. Non-composite materials are kept at 0.
rotorse.rc.fwf | intermediate |  | [0. 0. 0. 0. 0.74506827 0.15889029 0.74506827 0.74506827 0. 0. 0. ] | 1D array of the non-dimensional fiber weight fraction of the composite materials. Non-composite materials are kept at 0.
rotorse.rc.fvf | intermediate |  | [0. 0. 0. 0. 0.57 0.10769231 0.57 0.57 0. 0. 0. ] | 1D array of the non-dimensional fiber volume fraction of the composite materials. Non-composite materials are kept at 0.
rotorse.theta | output | deg | [55.99999994 37.85903832 27.71857043 20.15224189 13.61186231 8.85853832 6.87457752 5.12904778 4.59005422 3.91876703 2.90452244 2.11372949 1.48376473 -0.14926802 -0.932802 -1.23978266 -1.48391803 -1.86933156 -2.20618359 -2.6161327 -2.75767929 -2.86016657 -3.07898651 -3.39999974 -3.39999974 -2.94264042 -2.20046373 -1.38800511 -0.62906467 -0.23999999] | Twist angle at each section (positive decreases angle of attack)
rotorse.re.pitch_axis | intermediate |  | [0.5 0.33681067 0.275 0.275 0.275 0.275 0.275 0.275 0.275 0.275 0.275 0.275 0.275 0.275 0.275 0.275 0.275 0.275 0.275 0.275 0.275 0.275 0.275 0.275 0.275 0.275 0.275 0.275 0.275 0.275 ] | 1D array of the chordwise position of the pitch axis (0-LE, 1-TE), defined along blade span.
rotorse.re.coord_xy_interp | intermediate |  | [[[ 1.00000000e+00 4.33680869e-19] [ 9.99310113e-01 -2.24586628e-02] [ 9.97715675e-01 -4.48159779e-02] ... [ 9.97767307e-01 4.41944433e-02] [ 9.99327246e-01 2.21465777e-02] [ 1.00000000e+00 -6.93889390e-18]] [[ 1.00000000e+00 -3.45453481e-03] [ 9.85732236e-01 -4.50857227e-03] [ 9.71245898e-01 -5.41268359e-03] ... [ 9.73540047e-01 2.01834666e-02] [ 9.86794643e-01 1.21857375e-02] [ 1.00000000e+00 3.34158479e-03]] [[ 1.00000000e+00 -3.52767074e-03] [ 9.82059782e-01 3.90327629e-04] [ 9.63825795e-01 2.50462990e-03] ... [ 9.66589031e-01 1.41947173e-02] [ 9.83283080e-01 8.77890463e-03] [ 1.00000000e+00 3.41232946e-03]] ... [[ 1.00000000e+00 -1.59933238e-03] [ 9.76316764e-01 1.06223114e-03] [ 9.52601299e-01 3.08357338e-03] ... [ 9.53511819e-01 1.19996935e-02] [ 9.76793838e-01 6.84560730e-03] [ 1.00000000e+00 1.54000107e-03]] [[ 1.00000000e+00 -1.59933238e-03] [ 9.76316764e-01 1.06223114e-03] [ 9.52601299e-01 3.08357338e-03] ... [ 9.53511819e-01 1.19996935e-02] [ 9.76793838e-01 6.84560730e-03] [ 1.00000000e+00 1.54000107e-03]] [[ 1.00000000e+00 -1.59933238e-03] [ 9.76316764e-01 1.06223114e-03] [ 9.52601299e-01 3.08357338e-03] ... [ 9.53511819e-01 1.19996935e-02] [ 9.76793838e-01 6.84560730e-03] [ 1.00000000e+00 1.54000107e-03]]] | 3D array of the non-dimensional x and y airfoil coordinates of the airfoils interpolated along span for n_span stations.
rotorse.re.precomp.web_start_nd | intermediate |  | [[0.09443924 0.22028559 0.2909226 0.32714482 0.33992124 0.35394283 0.35795247 0.36158362 0.36333612 0.36849398 0.37502314 0.37817178 0.38126751 0.38566903 0.38948024 0.39387821 0.39807393 0.40112861 0.40526073 0.40861291 0.41187352 0.41567918 0.4201229 0.42493066 0.43022388 0.438479 0.44613537 0.45557637 0.45654734 0.35514123] [0.09443924 0.22028559 0.2909226 0.2821279 0.29497144 0.3080999 0.31028983 0.31208816 0.31203055 0.3139898 0.31600373 0.3150097 0.31363617 0.31356438 0.31185283 0.30988156 0.30796239 0.30566399 0.3022003 0.29963697 0.29666059 0.29297368 0.28840258 0.28399838 0.27870481 0.2733538 0.26649906 0.25645508 0.23017251 0.35514123]] | 2D array of the non-dimensional start point defined along the outer profile of a web. The TE suction side is 0, the TE pressure side is 1. The first dimension represents each web, the second dimension represents each entry along blade span.
rotorse.re.precomp.web_end_nd | intermediate |  | [[0.59444857 0.62189489 0.62633404 0.61588482 0.62540739 0.62907116 0.63062852 0.63186896 0.63163908 0.62851035 0.62419046 0.62296768 0.62140949 0.62086375 0.61890963 0.61362842 0.60657502 0.60417114 0.6005548 0.59785301 0.59474493 0.5891243 0.58121683 0.57661479 0.57101193 0.56161083 0.55349246 0.54287466 0.54120503 0.64386652] [0.59444857 0.62189489 0.62633404 0.66085041 0.67027318 0.6747734 0.67807638 0.68109183 0.68263479 0.68265141 0.6828203 0.68570157 0.68856642 0.69252115 0.69606266 0.69746599 0.69738865 0.70045065 0.70456263 0.70792046 0.7111373 0.71333555 0.71487803 0.71976622 0.72497646 0.72899915 0.73501951 0.74387971 0.76895362 0.64386652]] | 2D array of the non-dimensional end point defined along the outer profile of a web. The TE suction side is 0, the TE pressure side is 1. The first dimension represents each web, the second dimension represents each entry along blade span.
rotorse.re.precomp.layer_thickness | intermediate | m | [[0.0005 0.0005 0.0005 0.0005 0.0005 0.0005 0.0005 0.0005 0.0005 0.0005 0.0005 0.0005 0.0005 0.0005 0.0005 0.0005 0.0005 0.0005 0.0005 0.0005 0.0005 0.0005 0.0005 0.0005 0.0005 0.0005 0.0005 0.0005 0.0005 0.0005 ] [0.05 0.04081969 0.03226966 0.02415612 0.01564759 0.00867322 0.00473378 0.00312627 0.00227767 0.00203461 0.00200053 0.00200002 0.002 0.002 0.002 0.002 0.002 0.002 0.002 0.002 0.002 0.002 0.002 0.002 0.00180323 0.00131224 0.00104021 0.00100135 0.001 0.001 ] [0.0001 0.00438147 0.0150519 0.03035182 0.04746369 0.06362935 0.07611578 0.08317021 0.08937909 0.09450151 0.09777677 0.09841932 0.09739565 0.09512692 0.09226371 0.08925432 0.08635675 0.0832791 0.07972353 0.07549254 0.0699988 0.06112214 0.04860463 0.03545513 0.02466062 0.01776472 0.01194345 0.00691416 0.00324837 0.001 ] [0.0001 0.00438147 0.0150519 0.03035182 0.04746369 0.06362935 0.07611578 0.08317021 0.08937909 0.09450151 0.09777677 0.09841932 0.09739565 0.09512692 0.09226371 0.08925432 0.08635675 0.0832791 0.07972353 0.07549254 0.0699988 0.06112214 0.04860463 0.03545513 0.02466062 0.01776472 0.01194345 0.00691416 0.00324837 0.001 ] [0. 0. 0. 0.00299507 0.00294581 0.00289655 0.00284729 0.00279803 0.00274877 0.00269951 0.00265025 0.00260099 0.00255172 0.00250246 0.0024532 0.00240394 0.00235468 0.00230542 0.00225616 0.0022069 0.00215764 0.00210837 0.00205911 0.00200985 0. 0. 0. 0. 0. 0. ] [0. 0. 0. 0.0151551 0.02659419 0.03838054 0.04863375 0.05706524 0.06593926 0.07399829 0.07952219 0.08035564 0.07552905 0.06548829 0.05371052 0.04289912 0.03358001 0.02375535 0.01434111 0.00715383 0.00416067 0.00301727 0.0021994 0.00162397 0. 0. 0. 0. 0. 0. ] [0. 0. 0. 0.0151551 0.02659419 0.03838054 0.04863375 0.05706524 0.06593926 0.07399829 0.07952219 0.08035564 0.07552905 0.06548829 0.05371052 0.04289912 0.03358001 0.02375535 0.01434111 0.00715383 0.00416067 0.00301727 0.0021994 0.00162397 0. 0. 0. 0. 0. 0. ] [0. 0. 0. 0.05972906 0.0570197 0.05431034 0.05160099 0.04889163 0.04618227 0.04347291 0.04076355 0.03805419 0.03534483 0.03263547 0.02992611 0.02721675 0.02450739 0.02179803 0.01908867 0.01637931 0.01366995 0.01096059 0.00825123 0.00554187 0. 0. 0. 0. 0. 0. ] [0. 0. 0. 0.05972906 0.0570197 0.05431034 0.05160099 0.04889163 0.04618227 0.04347291 0.04076355 0.03805419 0.03534483 0.03263547 0.02992611 0.02721675 0.02450739 0.02179803 0.01908867 0.01637931 0.01366995 0.01096059 0.00825123 0.00554187 0. 0. 0. 0. 0. 0. ] [0. 0. 0. 0.05972906 0.0570197 0.05431034 0.05160099 0.04889163 0.04618227 0.04347291 0.04076355 0.03805419 0.03534483 0.03263547 0.02992611 0.02721675 0.02450739 0.02179803 0.01908867 0.01637931 0.01366995 0.01096059 0.00825123 0.00554187 0. 0. 0. 0. 0. 0. ] [0. 0. 0. 0.05972906 0.0570197 0.05431034 0.05160099 0.04889163 0.04618227 0.04347291 0.04076355 0.03805419 0.03534483 0.03263547 0.02992611 0.02721675 0.02450739 0.02179803 0.01908867 0.01637931 0.01366995 0.01096059 0.00825123 0.00554187 0. 0. 0. 0. 0. 0. ] [0.05 0.04081969 0.03226966 0.02415612 0.01564759 0.00867322 0.00473378 0.00312627 0.00227767 0.00203461 0.00200053 0.00200002 0.002 0.002 0.002 0.002 0.002 0.002 0.002 0.002 0.002 0.002 0.002 0.002 0.00180323 0.00131224 0.00104021 0.00100135 0.001 0.001 ] [0. 0. 0. 0.00199391 0.00193306 0.00187221 0.00181136 0.00175051 0.00168966 0.0016288 0.00156795 0.0015071 0.00144625 0.0013854 0.00132454 0.00126369 0.00120284 0.00114199 0.00108114 0.00102028 0.00095943 0.00089858 0.00083773 0.00077688 0.00071602 0.00065517 0.00059432 0.00053347 0. 0. ] [0. 0. 0. 0.04284584 0.04130426 0.03976268 0.0382211 0.03667951 0.03513793 0.03359635 0.03205477 0.03051318 0.0289716 0.02743002 0.02588844 0.02434686 0.02280527 0.02126369 0.01972211 0.01818053 0.01663895 0.01509736 0.01355578 0.0120142 0.01047262 0.00893103 0.00738945 0.00584787 0. 0. ] [0. 0. 0. 0.00199391 0.00193306 0.00187221 0.00181136 0.00175051 0.00168966 0.0016288 0.00156795 0.0015071 0.00144625 0.0013854 0.00132454 0.00126369 0.00120284 0.00114199 0.00108114 0.00102028 0.00095943 0.00089858 0.00083773 0.00077688 0.00071602 0.00065517 0.00059432 0.00053347 0. 0. ] [0. 0. 0. 0.00199391 0.00193306 0.00187221 0.00181136 0.00175051 0.00168966 0.0016288 0.00156795 0.0015071 0.00144625 0.0013854 0.00132454 0.00126369 0.00120284 0.00114199 0.00108114 0.00102028 0.00095943 0.00089858 0.00083773 0.00077688 0.00071602 0.00065517 0.00059432 0.00053347 0. 0. ] [0. 0. 0. 0.04284584 0.04130426 0.03976268 0.0382211 0.03667951 0.03513793 0.03359635 0.03205477 0.03051318 0.0289716 0.02743002 0.02588844 0.02434686 0.02280527 0.02126369 0.01972211 0.01818053 0.01663895 0.01509736 0.01355578 0.0120142 0.01047262 0.00893103 0.00738945 0.00584787 0. 0. ] [0. 0. 0. 0.00199391 0.00193306 0.00187221 0.00181136 0.00175051 0.00168966 0.0016288 0.00156795 0.0015071 0.00144625 0.0013854 0.00132454 0.00126369 0.00120284 0.00114199 0.00108114 0.00102028 0.00095943 0.00089858 0.00083773 0.00077688 0.00071602 0.00065517 0.00059432 0.00053347 0. 0. ]] | 2D array of the thickness of the layers of the blade structure. The first dimension represents each layer, the second dimension represents each entry along blade span.
rotorse.re.precomp.layer_start_nd | intermediate |  | [[0. 0. 0. 0. 0. 0. 0. 0. 0. 0. 0. 0. 0. 0. 0. 0. 0. 0. 0. 0. 0. 0. 0. 0. 0. 0. 0. 0. 0. 0. ] [0. 0. 0. 0. 0. 0. 0. 0. 0. 0. 0. 0. 0. 0. 0. 0. 0. 0. 0. 0. 0. 0. 0. 0. 0. 0. 0. 0. 0. 0. ] [0.06578734 0.19181051 0.26253347 0.27600434 0.28868679 0.30162817 0.30355863 0.30511017 0.30480667 0.30632528 0.30770565 0.30615919 0.30419558 0.30357284 0.301169 0.29825907 0.29524936 0.29223542 0.28775694 0.28442639 0.28063191 0.27585455 0.27001348 0.26441435 0.25771614 0.25035209 0.24949909 0.24901627 0.24856522 0.24833394] [0.56579667 0.59341982 0.59794492 0.60972625 0.61912309 0.6226054 0.62389262 0.62487392 0.62439582 0.62082914 0.6159228 0.61416478 0.61203382 0.61097975 0.60837164 0.60235604 0.59469894 0.59169882 0.58723315 0.583918 0.58012905 0.57366289 0.56469763 0.55919233 0.55249412 0.54090391 0.53867113 0.53800161 0.53737817 0.53705922] [0.49999966 0.50048349 0.50578694 0.48055217 0.48081957 0.48199072 0.48094998 0.47990811 0.47889279 0.47696109 0.47322704 0.47090472 0.46840513 0.46589755 0.46282427 0.45774496 0.45067988 0.44765656 0.44337488 0.44005053 0.43663292 0.43102845 0.42535246 0.4251247 0.49608288 0.49654267 0.49727784 0.49727784 0.49727784 0.49727784] [0. 0. 0. 0. 0. 0. 0. 0. 0. 0. 0. 0. 0. 0. 0. 0. 0. 0. 0. 0. 0. 0. 0. 0. 0. 0. 0. 0. 0. 0. ] [1. 1. 1. 0.96845653 0.9682747 0.96753706 0.96623615 0.96493381 0.96366465 0.96140206 0.95820747 0.95530457 0.95218009 0.94904561 0.94520401 0.94058225 0.93589509 0.93211595 0.92676384 0.9226057 0.91823166 0.91283402 0.90631632 0.89983676 1. 1. 1. 1. 1. 1. ] [0. 0. 0. 0.03154347 0.0317253 0.03246294 0.03376385 0.03506619 0.03633535 0.03859794 0.04179253 0.04469543 0.04781991 0.05095439 0.05479599 0.05941775 0.06410491 0.06788405 0.07323616 0.0773943 0.08176834 0.08716598 0.09368368 0.10016324 0. 0. 0. 0. 0. 0. ] [0.12309114 0.24876067 0.31931172 0.33278259 0.34579233 0.36006145 0.36433356 0.36822931 0.3702103 0.37580158 0.3829322 0.38661096 0.39027142 0.39529074 0.39980179 0.40521101 0.41063819 0.41442671 0.41958201 0.42373612 0.42781493 0.43275331 0.43864411 0.44470819 0.4514064 0.46164578 0.46311367 0.46263085 0.4621798 0.46194853] [0.49999966 0.50048349 0.50578694 0.53102172 0.53158004 0.53393141 0.53497215 0.53601402 0.53702935 0.5387178 0.54009508 0.54241741 0.54491699 0.54742457 0.55049786 0.55281336 0.55324773 0.55627104 0.56055273 0.56387707 0.56729468 0.56863433 0.5668133 0.56704106 0.49608288 0.49654267 0.49727784 0.49727784 0.49727784 0.49727784] [0.62310047 0.65036997 0.65472317 0.66650449 0.67622863 0.68103869 0.68466755 0.68799306 0.68979945 0.69030544 0.69114935 0.69461656 0.69810967 0.70269766 0.70700443 0.70930798 0.71008777 0.71389011 0.71905823 0.72322774 0.72731207 0.73056165 0.73332825 0.73948617 0.74618438 0.7521976 0.75228572 0.7516162 0.75099275 0.75067381] [0. 0. 0. 0. 0. 0. 0. 0. 0. 0. 0. 0. 0. 0. 0. 0. 0. 0. 0. 0. 0. 0. 0. 0. 0. 0. 0. 0. 0. 0. ] [0. 0. 0. 0. 0. 0. 0. 0. 0. 0. 0. 0. 0. 0. 0. 0. 0. 0. 0. 0. 0. 0. 0. 0. 0. 0. 0. 0. 0. 0. ] [0. 0. 0. 0. 0. 0. 0. 0. 0. 0. 0. 0. 0. 0. 0. 0. 0. 0. 0. 0. 0. 0. 0. 0. 0. 0. 0. 0. 0. 0. ] [0. 0. 0. 0. 0. 0. 0. 0. 0. 0. 0. 0. 0. 0. 0. 0. 0. 0. 0. 0. 0. 0. 0. 0. 0. 0. 0. 0. 0. 0. ] [0. 0. 0. 0. 0. 0. 0. 0. 0. 0. 0. 0. 0. 0. 0. 0. 0. 0. 0. 0. 0. 0. 0. 0. 0. 0. 0. 0. 0. 0. ] [0. 0. 0. 0. 0. 0. 0. 0. 0. 0. 0. 0. 0. 0. 0. 0. 0. 0. 0. 0. 0. 0. 0. 0. 0. 0. 0. 0. 0. 0. ] [0. 0. 0. 0. 0. 0. 0. 0. 0. 0. 0. 0. 0. 0. 0. 0. 0. 0. 0. 0. 0. 0. 0. 0. 0. 0. 0. 0. 0. 0. ]] | 2D array of the non-dimensional start point defined along the outer profile of a layer. The TE suction side is 0, the TE pressure side is 1. The first dimension represents each layer, the second dimension represents each entry along blade span.
rotorse.re.precomp.layer_end_nd | intermediate |  | [[1. 1. 1. 1. 1. 1. 1. 1. 1. 1. 1. 1. 1. 1. 1. 1. 1. 1. 1. 1. 1. 1. 1. 1. 1. 1. 1. 1. 1. 1. ] [1. 1. 1. 1. 1. 1. 1. 1. 1. 1. 1. 1. 1. 1. 1. 1. 1. 1. 1. 1. 1. 1. 1. 1. 1. 1. 1. 1. 1. 1. ] [0.12309114 0.24876067 0.31931172 0.33278259 0.34579233 0.36006145 0.36433356 0.36822931 0.3702103 0.37580158 0.3829322 0.38661096 0.39027142 0.39529074 0.39980179 0.40521101 0.41063819 0.41442671 0.41958201 0.42373612 0.42781493 0.43275331 0.43864411 0.44470819 0.4514064 0.46164578 0.46311367 0.46263085 0.4621798 0.46194853] [0.62310047 0.65036997 0.65472317 0.66650449 0.67622863 0.68103869 0.68466755 0.68799306 0.68979945 0.69030544 0.69114935 0.69461656 0.69810967 0.70269766 0.70700443 0.70930798 0.71008777 0.71389011 0.71905823 0.72322774 0.72731207 0.73056165 0.73332825 0.73948617 0.74618438 0.7521976 0.75228572 0.7516162 0.75099275 0.75067381] [0.49999966 0.50048349 0.50578694 0.53102172 0.53158004 0.53393141 0.53497215 0.53601402 0.53702935 0.5387178 0.54009508 0.54241741 0.54491699 0.54742457 0.55049786 0.55281336 0.55324773 0.55627104 0.56055273 0.56387707 0.56729468 0.56863433 0.5668133 0.56704106 0.49608288 0.49654267 0.49727784 0.49727784 0.49727784 0.49727784] [0. 0. 0. 0.03154347 0.0317253 0.03246294 0.03376385 0.03506619 0.03633535 0.03859794 0.04179253 0.04469543 0.04781991 0.05095439 0.05479599 0.05941775 0.06410491 0.06788405 0.07323616 0.0773943 0.08176834 0.08716598 0.09368368 0.10016324 0. 0. 0. 0. 0. 0. ] [1. 1. 1. 1. 1. 1. 1. 1. 1. 1. 1. 1. 1. 1. 1. 1. 1. 1. 1. 1. 1. 1. 1. 1. 1. 1. 1. 1. 1. 1. ] [0.06578734 0.19181051 0.26253347 0.27600434 0.28868679 0.30162817 0.30355863 0.30511017 0.30480667 0.30632528 0.30770565 0.30615919 0.30419558 0.30357284 0.301169 0.29825907 0.29524936 0.29223542 0.28775694 0.28442639 0.28063191 0.27585455 0.27001348 0.26441435 0.25771614 0.25035209 0.24949909 0.24901627 0.24856522 0.24833394] [0.49999966 0.50048349 0.50578694 0.48055217 0.48081957 0.48199072 0.48094998 0.47990811 0.47889279 0.47696109 0.47322704 0.47090472 0.46840513 0.46589755 0.46282427 0.45774496 0.45067988 0.44765656 0.44337488 0.44005053 0.43663292 0.43102845 0.42535246 0.4251247 0.49608288 0.49654267 0.49727784 0.49727784 0.49727784 0.49727784] [0.56579667 0.59341982 0.59794492 0.60972625 0.61912309 0.6226054 0.62389262 0.62487392 0.62439582 0.62082914 0.6159228 0.61416478 0.61203382 0.61097975 0.60837164 0.60235604 0.59469894 0.59169882 0.58723315 0.583918 0.58012905 0.57366289 0.56469763 0.55919233 0.55249412 0.54090391 0.53867113 0.53800161 0.53737817 0.53705922] [1. 1. 1. 0.96845653 0.9682747 0.96753706 0.96623615 0.96493381 0.96366465 0.96140206 0.95820747 0.95530457 0.95218009 0.94904561 0.94520401 0.94058225 0.93589509 0.93211595 0.92676384 0.9226057 0.91823166 0.91283402 0.90631632 0.89983676 1. 1. 1. 1. 1. 1. ] [1. 1. 1. 1. 1. 1. 1. 1. 1. 1. 1. 1. 1. 1. 1. 1. 1. 1. 1. 1. 1. 1. 1. 1. 1. 1. 1. 1. 1. 1. ] [0. 0. 0. 0. 0. 0. 0. 0. 0. 0. 0. 0. 0. 0. 0. 0. 0. 0. 0. 0. 0. 0. 0. 0. 0. 0. 0. 0. 0. 0. ] [0. 0. 0. 0. 0. 0. 0. 0. 0. 0. 0. 0. 0. 0. 0. 0. 0. 0. 0. 0. 0. 0. 0. 0. 0. 0. 0. 0. 0. 0. ] [0. 0. 0. 0. 0. 0. 0. 0. 0. 0. 0. 0. 0. 0. 0. 0. 0. 0. 0. 0. 0. 0. 0. 0. 0. 0. 0. 0. 0. 0. ] [0. 0. 0. 0. 0. 0. 0. 0. 0. 0. 0. 0. 0. 0. 0. 0. 0. 0. 0. 0. 0. 0. 0. 0. 0. 0. 0. 0. 0. 0. ] [0. 0. 0. 0. 0. 0. 0. 0. 0. 0. 0. 0. 0. 0. 0. 0. 0. 0. 0. 0. 0. 0. 0. 0. 0. 0. 0. 0. 0. 0. ] [0. 0. 0. 0. 0. 0. 0. 0. 0. 0. 0. 0. 0. 0. 0. 0. 0. 0. 0. 0. 0. 0. 0. 0. 0. 0. 0. 0. 0. 0. ]] | 2D array of the non-dimensional end point defined along the outer profile of a layer. The TE suction side is 0, the TE pressure side is 1. The first dimension represents each layer, the second dimension represents each entry along blade span.
rotorse.total_bc.inner_blade_cost | intermediate | USD | [801644.23420978] | Total cost (variable and fixed) for the blade inner portion.
towerse.member.gc.d | intermediate | m | [8.51863396 8.51863396 8.51863396 6. 6. ]
towerse.member.gc.t | intermediate | m | [0.02820639 0.02 0.02 0.02 ]
towerse.member.s | output |  | [0. 0.25925926 0.62962963 0.85185185 1. ]
towerse.member.height | output | m | [142.346]
towerse.tower_outer_diameter | output | m | [8.51863396 8.51863396 8.51863396 6. 6. ]
towerse.tower_wall_thickness | output | m | [0.02820639 0.02 0.02 0.02 ]
towerse.member.E | output | Pa | [2.e+11 2.e+11 2.e+11 2.e+11]
towerse.member.G | output | Pa | [7.93e+10 7.93e+10 7.93e+10 7.93e+10]
towerse.member.sigma_y | output | Pa | [3.45e+08 3.45e+08 3.45e+08 3.45e+08]
towerse.member.rho | output | kg/m**3 | [7800. 7800. 7800. 7800.]
towerse.member.unit_cost | output | USD/kg | [0.7 0.7 0.7 0.7]
towerse.member.outfitting_factor | output |  | [1.07 1.07 1.07 1.07]
towerse.tower_s | intermediate |  | [0. 0.25925926 0.62962963 0.85185185 1. ]
towerse.outfitting_full | output |  | [1.07 1.07 1.07 1.07 1.07 1.07 1.07 1.07 1.07 1.07 1.07 1.07]
towerse.member.unit_cost_full | output | USD/kg | [0.7 0.7 0.7 0.7 0.7 0.7 0.7 0.7 0.7 0.7 0.7 0.7]
towerse.hub_height | intermediate | m | [162.96]
towerse.foundation_height | intermediate | m | [15.]
af_3d.cl | intermediate |  | [[[[-3.25260652e-19]] [[ 3.46944695e-18]] [[-1.38777878e-17]] ... [[ 3.38271078e-17]] [[-1.73472348e-18]] [[-3.57786717e-18]]] [[[ 6.63256118e-03]] [[ 1.13462757e-01]] [[ 2.14951605e-01]] ... [[-2.32379273e-01]] [[-1.26591152e-01]] [[ 6.63256118e-03]]] [[[ 1.27742998e-02]] [[ 1.42693272e-01]] [[ 2.58637012e-01]] ... [[-2.66800672e-01]] [[-1.38782724e-01]] [[ 1.27742998e-02]]] ... [[[-1.53642952e-08]] [[ 2.24280087e-01]] [[ 4.60935912e-01]] ... [[-4.60935912e-01]] [[-2.24280087e-01]] [[ 1.53642952e-08]]] [[[-1.53642952e-08]] [[ 2.24280087e-01]] [[ 4.60935912e-01]] ... [[-4.60935912e-01]] [[-2.24280087e-01]] [[ 1.53642952e-08]]] [[[-1.53642952e-08]] [[ 2.24280087e-01]] [[ 4.60935912e-01]] ... [[-4.60935912e-01]] [[-2.24280087e-01]] [[ 1.53642952e-08]]]] | 4D array with the lift coefficients of the airfoils. Dimension 0 is along the blade span for n_span stations, dimension 1 is along the angles of attack, dimension 2 is along the Reynolds number, dimension 3 is along the number of tabs, which may describe multiple sets at the same station, for example in presence of a flap.
af_3d.cd | intermediate |  | [[[[0.5 ]] [[0.5 ]] [[0.5 ]] ... [[0.5 ]] [[0.5 ]] [[0.5 ]]] [[[0.15834246]] [[0.14657251]] [[0.12654502]] ... [[0.13933512]] [[0.1506808 ]] [[0.15834246]]] [[[0.06162547]] [[0.06296798]] [[0.06920074]] ... [[0.07156878]] [[0.06373137]] [[0.06162547]]] ... [[[0.0198 ]] [[0.02572598]] [[0.04114402]] ... [[0.04047996]] [[0.02538511]] [[0.0198 ]]] [[[0.0198 ]] [[0.02572598]] [[0.04114402]] ... [[0.04047996]] [[0.02538511]] [[0.0198 ]]] [[[0.0198 ]] [[0.02572598]] [[0.04114402]] ... [[0.04047996]] [[0.02538511]] [[0.0198 ]]]] | 4D array with the drag coefficients of the airfoils. Dimension 0 is along the blade span for n_span stations, dimension 1 is along the angles of attack, dimension 2 is along the Reynolds number, dimension 3 is along the number of tabs, which may describe multiple sets at the same station, for example in presence of a flap.
af_3d.cm | intermediate |  | [[[[-4.06575815e-20]] [[-3.90312782e-18]] [[ 8.67361738e-19]] ... [[-1.73472348e-18]] [[ 3.03576608e-18]] [[-3.38813179e-21]]] [[[ 2.57065280e-04]] [[ 5.26947335e-02]] [[ 9.97340121e-02]] ... [[-1.11282798e-01]] [[-5.86879347e-02]] [[ 2.57065280e-04]]] [[[ 3.70854259e-04]] [[ 5.78906867e-02]] [[ 1.09442053e-01]] ... [[-1.20140868e-01]] [[-6.33445740e-02]] [[ 3.70854259e-04]]] ... [[[-7.71299959e-09]] [[ 1.12680187e-01]] [[ 2.31783829e-01]] ... [[-2.31710912e-01]] [[-1.12584318e-01]] [[ 7.70271560e-09]]] [[[-7.71299959e-09]] [[ 1.12680187e-01]] [[ 2.31783829e-01]] ... [[-2.31710912e-01]] [[-1.12584318e-01]] [[ 7.70271560e-09]]] [[[-7.71299959e-09]] [[ 1.12680187e-01]] [[ 2.31783829e-01]] ... [[-2.31710912e-01]] [[-1.12584318e-01]] [[ 7.70271560e-09]]]] | 4D array with the moment coefficients of the airfoils. Dimension 0 is along the blade span for n_span stations, dimension 1 is along the angles of attack, dimension 2 is along the Reynolds number, dimension 3 is along the number of tabs, which may describe multiple sets at the same station, for example in presence of a flap.
af_3d.r_blade | intermediate | m | [ 5. 9.1379309 13.27586218 17.41379339 21.55172397 25.68965483 29.8275866 33.96551734 38.10344794 42.24137925 46.37931072 50.51724133 54.65517201 58.79310371 62.93103471 67.06896529 71.20689629 75.34482799 79.48275867 83.62068928 87.75862075 91.89655206 96.03448266 100.1724134 104.31034517 108.44827603 112.58620661 116.72413775 120.86207007 125. ] | 1D array of the dimensional spanwise grid defined along the rotor (hub radius to blade tip projected on the plane)
af_3d.rotor_radius | intermediate | m | [125.] | Scalar of the rotor radius, defined ignoring prebend and sweep curvatures, and cone and uptilt angles.
af_3d.r_thick | intermediate |  | [1. 0.56482845 0.4 0.4 0.38854197 0.35 0.35 0.35 0.35 0.32886547 0.3 0.3 0.3 0.3 0.3 0.28140145 0.25 0.25 0.25 0.25 0.25 0.23710074 0.21 0.21 0.21 0.17916643 0.17 0.17 0.17 0.17 ] | 1D array of the relative thicknesses of the blade defined along span.
af_3d.chord | intermediate | m | [5. 6.45057184 7. 7. 7. 6.98980714 6.72049092 6.4708953 6.24487326 5.94201502 5.55704973 5.19612751 4.85662024 4.55786366 4.23832377 3.93496921 3.68586956 3.48067502 3.22630701 3.05296816 2.88965517 2.72413792 2.55862069 2.39310346 2.22758619 2.06206896 1.901718 1.71813319 1.36512688 0.5 ] | 1D array of the chord values defined along blade span.
blade.compute_coord_xy_dim.chord | intermediate | m | [5. 6.45057184 7. 7. 7. 6.98980714 6.72049092 6.4708953 6.24487326 5.94201502 5.55704973 5.19612751 4.85662024 4.55786366 4.23832377 3.93496921 3.68586956 3.48067502 3.22630701 3.05296816 2.88965517 2.72413792 2.55862069 2.39310346 2.22758619 2.06206896 1.901718 1.71813319 1.36512688 0.5 ] | 1D array of the chord values defined along blade span.
blade.compute_coord_xy_dim.pitch_axis | intermediate |  | [0.5 0.33681067 0.275 0.275 0.275 0.275 0.275 0.275 0.275 0.275 0.275 0.275 0.275 0.275 0.275 0.275 0.275 0.275 0.275 0.275 0.275 0.275 0.275 0.275 0.275 0.275 0.275 0.275 0.275 0.275 ] | 1D array of the chordwise position of the pitch axis (0-LE, 1-TE), defined along blade span.
blade.compute_coord_xy_dim.twist | intermediate | rad | [ 0.97738438 0.66076487 0.48378032 0.35172297 0.23757181 0.15461066 0.11998401 0.08951877 0.08011156 0.06839539 0.05069348 0.03689154 0.02589658 -0.00260522 -0.01628047 -0.02163829 -0.02589926 -0.03262599 -0.03850517 -0.04566013 -0.04813058 -0.04991932 -0.05373845 -0.05934119 -0.05934119 -0.05135876 -0.03840534 -0.02422526 -0.01097925 -0.00418879] | 1D array of the twist values defined along blade span. The twist is defined positive for negative rotations around the z axis (the same as in BeamDyn).
blade.compute_coord_xy_dim.coord_xy_interp | intermediate |  | [[[ 1.00000000e+00 4.33680869e-19] [ 9.99310113e-01 -2.24586628e-02] [ 9.97715675e-01 -4.48159779e-02] ... [ 9.97767307e-01 4.41944433e-02] [ 9.99327246e-01 2.21465777e-02] [ 1.00000000e+00 -6.93889390e-18]] [[ 1.00000000e+00 -3.45453481e-03] [ 9.85732236e-01 -4.50857227e-03] [ 9.71245898e-01 -5.41268359e-03] ... [ 9.73540047e-01 2.01834666e-02] [ 9.86794643e-01 1.21857375e-02] [ 1.00000000e+00 3.34158479e-03]] [[ 1.00000000e+00 -3.52767074e-03] [ 9.82059782e-01 3.90327629e-04] [ 9.63825795e-01 2.50462990e-03] ... [ 9.66589031e-01 1.41947173e-02] [ 9.83283080e-01 8.77890463e-03] [ 1.00000000e+00 3.41232946e-03]] ... [[ 1.00000000e+00 -1.59933238e-03] [ 9.76316764e-01 1.06223114e-03] [ 9.52601299e-01 3.08357338e-03] ... [ 9.53511819e-01 1.19996935e-02] [ 9.76793838e-01 6.84560730e-03] [ 1.00000000e+00 1.54000107e-03]] [[ 1.00000000e+00 -1.59933238e-03] [ 9.76316764e-01 1.06223114e-03] [ 9.52601299e-01 3.08357338e-03] ... [ 9.53511819e-01 1.19996935e-02] [ 9.76793838e-01 6.84560730e-03] [ 1.00000000e+00 1.54000107e-03]] [[ 1.00000000e+00 -1.59933238e-03] [ 9.76316764e-01 1.06223114e-03] [ 9.52601299e-01 3.08357338e-03] ... [ 9.53511819e-01 1.19996935e-02] [ 9.76793838e-01 6.84560730e-03] [ 1.00000000e+00 1.54000107e-03]]] | 3D array of the non-dimensional x and y airfoil coordinates of the airfoils interpolated along span for n_span stations. The leading edge is place at x=0 and y=0.
blade.compute_coord_xy_dim.ref_axis | intermediate | m | [[ 0. 0. 0. ] [ 0. 0. 4.1379309 ] [ 0. 0. 8.27586218] [ 0. 0. 12.41379339] [ 0. 0. 16.55172397] [ 0. 0. 20.68965483] [ 0. 0. 24.8275866 ] [ 0. 0. 28.96551734] [ 0. 0. 33.10344794] [ 0. 0. 37.24137925] [ 0. 0. 41.37931072] [ 0. 0. 45.51724133] [ 0. 0. 49.65517201] [ 0. 0. 53.79310371] [ 0. 0. 57.93103471] [ 0. 0. 62.06896529] [ 0. 0. 66.20689629] [ 0. 0. 70.34482799] [ 0. 0. 74.48275867] [ 0. 0. 78.62068928] [ 0. 0. 82.75862075] [ 0. 0. 86.89655206] [ 0. 0. 91.03448266] [ 0. 0. 95.1724134 ] [ 0. 0. 99.31034517] [ 0. 0. 103.44827603] [ 0. 0. 107.58620661] [ 0. 0. 111.72413775] [ 0. 0. 115.86207007] [ 0. 0. 120. ]] | 2D array of the coordinates (x,y,z) of the blade reference axis, defined along blade span. The coordinate system is the one of BeamDyn: it is placed at blade root with x pointing the suction side of the blade, y pointing the trailing edge and z along the blade span. A standard configuration will have negative x values (prebend), if swept positive y values, and positive z values.
blade.compute_reynolds.chord | intermediate | m | [5. 6.45057184 7. 7. 7. 6.98980714 6.72049092 6.4708953 6.24487326 5.94201502 5.55704973 5.19612751 4.85662024 4.55786366 4.23832377 3.93496921 3.68586956 3.48067502 3.22630701 3.05296816 2.88965517 2.72413792 2.55862069 2.39310346 2.22758619 2.06206896 1.901718 1.71813319 1.36512688 0.5 ]
blade.compute_reynolds.r_blade | intermediate | m | [ 5. 9.1379309 13.27586218 17.41379339 21.55172397 25.68965483 29.8275866 33.96551734 38.10344794 42.24137925 46.37931072 50.51724133 54.65517201 58.79310371 62.93103471 67.06896529 71.20689629 75.34482799 79.48275867 83.62068928 87.75862075 91.89655206 96.03448266 100.1724134 104.31034517 108.44827603 112.58620661 116.72413775 120.86207007 125. ] | 1D array of the dimensional spanwise grid defined along the rotor (hub radius to blade tip projected on the plane)
blade.compute_reynolds.rotor_radius | intermediate | m | [125.] | Scalar of the rotor radius, defined ignoring prebend and sweep curvatures, and cone and uptilt angles.
blade.high_level_blade_props.blade_ref_axis_user | intermediate | m | [[ 0. 0. 0. ] [ 0. 0. 4.1379309 ] [ 0. 0. 8.27586218] [ 0. 0. 12.41379339] [ 0. 0. 16.55172397] [ 0. 0. 20.68965483] [ 0. 0. 24.8275866 ] [ 0. 0. 28.96551734] [ 0. 0. 33.10344794] [ 0. 0. 37.24137925] [ 0. 0. 41.37931072] [ 0. 0. 45.51724133] [ 0. 0. 49.65517201] [ 0. 0. 53.79310371] [ 0. 0. 57.93103471] [ 0. 0. 62.06896529] [ 0. 0. 66.20689629] [ 0. 0. 70.34482799] [ 0. 0. 74.48275867] [ 0. 0. 78.62068928] [ 0. 0. 82.75862075] [ 0. 0. 86.89655206] [ 0. 0. 91.03448266] [ 0. 0. 95.1724134 ] [ 0. 0. 99.31034517] [ 0. 0. 103.44827603] [ 0. 0. 107.58620661] [ 0. 0. 111.72413775] [ 0. 0. 115.86207007] [ 0. 0. 120. ]] | 2D array of the coordinates (x,y,z) of the blade reference axis, defined along blade span. The coordinate system is the one of BeamDyn: it is placed at blade root with x pointing the suction side of the blade, y pointing the trailing edge and z along the blade span. A standard configuration will have negative x values (prebend), if swept positive y values, and positive z values.
blade.high_level_blade_props.hub_radius | intermediate | m | [5.] | Radius of the hub. It defines the distance of the blade root from the rotor center along the coned line.
blade.internal_structure_2d_fem.s | intermediate |  | [0. 0.03448276 0.06896552 0.10344828 0.13793103 0.17241379 0.20689655 0.24137931 0.27586207 0.31034483 0.34482759 0.37931034 0.4137931 0.44827586 0.48275862 0.51724138 0.55172414 0.5862069 0.62068966 0.65517241 0.68965517 0.72413793 0.75862069 0.79310345 0.82758621 0.86206897 0.89655172 0.93103448 0.96551724 1. ] | 1D array of the non-dimensional spanwise grid defined along blade axis (0-blade root, 1-blade tip)
blade.internal_structure_2d_fem.coord_xy_dim | intermediate | m | [[[ 2.50000000e+00 2.16840434e-18] [ 2.49655057e+00 -1.12293314e-01] [ 2.48857837e+00 -2.24079889e-01] ... [ 2.48883653e+00 2.20972216e-01] [ 2.49663623e+00 1.10732888e-01] [ 2.50000000e+00 -3.46944695e-17]] [[ 4.27795044e+00 -2.22837250e-02] [ 4.18591520e+00 -2.90828693e-02] [ 4.09247003e+00 -3.49149043e-02] ... [ 4.10726861e+00 1.30194902e-01] [ 4.19276834e+00 7.86049754e-02] [ 4.27795044e+00 2.15551328e-02]] [[ 5.07500000e+00 -2.46936952e-02] [ 4.94941847e+00 2.73229340e-03] [ 4.82178057e+00 1.75324093e-02] ... [ 4.84112322e+00 9.93630208e-02] [ 4.95798156e+00 6.14523324e-02] [ 5.07500000e+00 2.38863062e-02]] ... [[ 1.24564656e+00 -2.74786604e-03] [ 1.20495561e+00 1.82505457e-03] [ 1.16420928e+00 5.29798976e-03] ... [ 1.16577368e+00 2.06170717e-02] [ 1.20577529e+00 1.17616651e-02] [ 1.24564656e+00 2.64592695e-03]] [[ 9.89716990e-01 -2.18329162e-03] [ 9.57386368e-01 1.45008028e-03] [ 9.25011748e-01 4.20946891e-03] ... [ 9.26254724e-01 1.63811042e-02] [ 9.58037635e-01 9.34512256e-03] [ 9.89716990e-01 2.10229686e-03]] [[ 3.62500000e-01 -7.99666188e-04] [ 3.50658382e-01 5.31115568e-04] [ 3.38800649e-01 1.54178669e-03] ... [ 3.39255910e-01 5.99984677e-03] [ 3.50896919e-01 3.42280365e-03] [ 3.62500000e-01 7.70000535e-04]]] | 3D array of the dimensional x and y airfoil coordinates of the airfoils interpolated along span for n_span stations. The origin is placed at the pitch axis.
blade.internal_structure_2d_fem.twist | intermediate | rad | [ 0.97738438 0.66076487 0.48378032 0.35172297 0.23757181 0.15461066 0.11998401 0.08951877 0.08011156 0.06839539 0.05069348 0.03689154 0.02589658 -0.00260522 -0.01628047 -0.02163829 -0.02589926 -0.03262599 -0.03850517 -0.04566013 -0.04813058 -0.04991932 -0.05373845 -0.05934119 -0.05934119 -0.05135876 -0.03840534 -0.02422526 -0.01097925 -0.00418879] | 1D array of the twist values defined along blade span. The twist is defined positive for negative rotations around the z axis (the same as in BeamDyn).
blade.internal_structure_2d_fem.chord | intermediate | m | [5. 6.45057184 7. 7. 7. 6.98980714 6.72049092 6.4708953 6.24487326 5.94201502 5.55704973 5.19612751 4.85662024 4.55786366 4.23832377 3.93496921 3.68586956 3.48067502 3.22630701 3.05296816 2.88965517 2.72413792 2.55862069 2.39310346 2.22758619 2.06206896 1.901718 1.71813319 1.36512688 0.5 ] | 1D array of the chord values defined along blade span.
blade.internal_structure_2d_fem.pitch_axis | intermediate |  | [0.5 0.33681067 0.275 0.275 0.275 0.275 0.275 0.275 0.275 0.275 0.275 0.275 0.275 0.275 0.275 0.275 0.275 0.275 0.275 0.275 0.275 0.275 0.275 0.275 0.275 0.275 0.275 0.275 0.275 0.275 ] | 1D array of the chordwise position of the pitch axis (0-LE, 1-TE), defined along blade span.
blade.interp_airfoils.s | intermediate |  | [0. 0.03448276 0.06896552 0.10344828 0.13793103 0.17241379 0.20689655 0.24137931 0.27586207 0.31034483 0.34482759 0.37931034 0.4137931 0.44827586 0.48275862 0.51724138 0.55172414 0.5862069 0.62068966 0.65517241 0.68965517 0.72413793 0.75862069 0.79310345 0.82758621 0.86206897 0.89655172 0.93103448 0.96551724 1. ] | 1D array of the non-dimensional spanwise grid defined along blade axis (0-blade root, 1-blade tip)
blade.interp_airfoils.pitch_axis | intermediate |  | [0.5 0.33681067 0.275 0.275 0.275 0.275 0.275 0.275 0.275 0.275 0.275 0.275 0.275 0.275 0.275 0.275 0.275 0.275 0.275 0.275 0.275 0.275 0.275 0.275 0.275 0.275 0.275 0.275 0.275 0.275 ] | 1D array of the chordwise position of the pitch axis (0-LE, 1-TE), defined along blade span.
blade.interp_airfoils.chord | intermediate | m | [5. 6.45057184 7. 7. 7. 6.98980714 6.72049092 6.4708953 6.24487326 5.94201502 5.55704973 5.19612751 4.85662024 4.55786366 4.23832377 3.93496921 3.68586956 3.48067502 3.22630701 3.05296816 2.88965517 2.72413792 2.55862069 2.39310346 2.22758619 2.06206896 1.901718 1.71813319 1.36512688 0.5 ] | 1D array of the chord values defined along blade span.
blade.interp_airfoils.r_thick_yaml | intermediate |  | [0. 0. 0. 0. 0. 0. 0. 0. 0. 0. 0. 0. 0. 0. 0. 0. 0. 0. 0. 0. 0. 0. 0. 0. 0. 0. 0. 0. 0. 0.] | 1D array of the relative thicknesses of the blade defined along span.
blade.pa.s | intermediate |  | [0. 0.03448276 0.06896552 0.10344828 0.13793103 0.17241379 0.20689655 0.24137931 0.27586207 0.31034483 0.34482759 0.37931034 0.4137931 0.44827586 0.48275862 0.51724138 0.55172414 0.5862069 0.62068966 0.65517241 0.68965517 0.72413793 0.75862069 0.79310345 0.82758621 0.86206897 0.89655172 0.93103448 0.96551724 1. ] | 1D array of the non-dimensional spanwise grid defined along blade axis (0-blade root, 1-blade tip)
blade.ps.s | intermediate |  | [0. 0.03448276 0.06896552 0.10344828 0.13793103 0.17241379 0.20689655 0.24137931 0.27586207 0.31034483 0.34482759 0.37931034 0.4137931 0.44827586 0.48275862 0.51724138 0.55172414 0.5862069 0.62068966 0.65517241 0.68965517 0.72413793 0.75862069 0.79310345 0.82758621 0.86206897 0.89655172 0.93103448 0.96551724 1. ] | 1D array of the non-dimensional spanwise grid defined along blade axis (0-blade root, 1-blade tip)
high_level_tower_props.rotor_diameter | intermediate | m | [250.] | Diameter of the rotor used in WISDEM. It is defined as two times the blade length plus the hub diameter.
tower_grid.ref_axis | intermediate | m | [[ 0. 0. 15. ] [ 0. 0. 51.90451852] [ 0. 0. 104.62525926] [ 0. 0. 136.2577037 ] [ 0. 0. 157.346 ]] | 2D array of the coordinates (x,y,z) of the tower reference axis. The coordinate system is the global coordinate system of OpenFAST: it is placed at tower base with x pointing downwind, y pointing on the side and z pointing vertically upwards. A standard tower configuration will have zero x and y values and positive z values.
drivese.bear1.D_bearing | intermediate | m | [0.3]
drivese.bear2.D_bearing | intermediate | m | [0.3]
drivese.rotor_diameter | intermediate | m | [250.]
drivese.rated_torque | intermediate | N*m | [20591908.5212678]
drivese.s_rotor | output | m | [2.3]
drivese.s_gearbox | output | m | [0.]
drivese.lss_spring_constant | output | N*m/rad | [5.11409396e+10]
drivese.blades_I | intermediate | kg*m**2 | [3.86735929e+08 1.93367964e+08 1.93367964e+08 0.00000000e+00 0.00000000e+00 0.00000000e+00]
drivese.hub_system_I | output | kg*m**2 | [1675007.65477011 1088284.71703106 1088284.71703106 0. 0. 0. ]
drivese.generator.u_allow_s | output | m | [0.00087146]
drivese.generator.u_as | output | m | [0.00718672]
drivese.generator.z_allow_s | output | m | [0.]
drivese.generator.z_as | output | m | [0.]
drivese.generator.y_allow_s | output | m | [0.02400269]
drivese.generator.y_as | output | m | [0.02944651]
drivese.generator.b_allow_s | output | m | [0.]
drivese.generator.u_allow_r | output | m | [0.00087146]
drivese.generator.u_ar | output | m | [0.00120579]
drivese.generator.y_allow_r | output | m | [0.02425382]
drivese.generator.y_ar | output | m | [0.03408241]
drivese.generator.z_allow_r | output | m | [0.]
drivese.generator.z_ar | output | m | [0.]
drivese.generator.b_allow_r | output | m | [0.]
drivese.generator.TC1 | output | m**3 | [54.62173381]
drivese.generator.TC2r | output | m**3 | [68.35333691]
drivese.generator.TC2s | output | m**3 | [62.82286505]
drivese.generator.B_g | output | T | [1.38963289]
drivese.generator.B_smax | output | T | [0.02029987]
drivese.generator.K_rad | output |  | [0.2184466]
drivese.generator.D_ratio | output |  | [0.]
drivese.generator.shaft_rpm | intermediate | rpm | [5. 5.11881397 5.23762794 5.35644191 5.47525587 5.59406984 5.71288381 5.83169778 5.95051175 6.06932572 6.18813969 6.30695366 6.42576762 6.54458159 6.66339556 6.78220953 6.9010235 7.01983747 7.13865144 7.2574654 ]
drivese.generator.eandm_efficiency | output |  | [0.97313521 0.9752663 0.97704077 0.97847718 0.97971414 0.98071212 0.98154029 0.98223299 0.98277391 0.98321409 0.98248063 0.98159155 0.98076696 0.98001863 0.97931221 0.97865393 0.97806307 0.97748898 0.97694939 0.97644084]
drivese.generator.Copper | output | kg | [8181.30552096]
drivese.generator.Iron | output | kg | [190040.41618096]
drivese.generator.mass_PM | output | kg | [43625.60079317]
drivese.generator.Structural_mass | output | kg | [127267.08652297]
drivese.generator.E | intermediate | Pa | [2.05e+11]
drivese.generator.G | intermediate | Pa | [8.e+10]
drivese.generator.v | output |  | [0.28125]
drivese.generator.P_mech | intermediate | W | [15649850.47616353]
drivese.generator.y_sh | intermediate | m | [0.00019611]
drivese.generator.theta_sh | intermediate | rad | [-5.84450448e-05]
drivese.generator.y_bd | intermediate | m | [0.00311352]
drivese.generator.theta_bd | intermediate | rad | [0.0009076]
drivese.generator.R_out | output | m | [5.30871922]
drivese.generator_stator_mass | output | kg | [238765.15938878]
drivese.generator_rotor_mass | output | kg | [130349.24962928]
drivese.generator_mass | output | kg | [369114.40901806]
drivese.pitch_mass | output | kg | [47210.26171266]
drivese.pitch_cost | output | USD | [0.]
drivese.pitch_I | output | kg*m**2 | [1180256.54281657 590128.27140829 590128.27140829 0. 0. 0. ]
drivese.hub_mass | output | kg | [22917.37403125]
drivese.hub_cost | output | USD | [11458.68701563]
drivese.hub_cm | output | m | [4.18919743]
drivese.hub_I | output | kg*m**2 | [381956.23385418 381956.23385418 381956.23385418 0. 0. 0. ]
drivese.spinner_mass | output | kg | [5593.13445121]
drivese.spinner_cost | output | kg | [9786.91876915]
drivese.spinner_cm | output | m | [5.]
drivese.spinner_I | output | kg*m**2 | [112794.87809936 112794.87809936 112794.87809936 0. 0. 0. ]
drivese.hub_shell.rho | intermediate | kg/m**3 | [7200.]
drivese.max_torque | output | N*m | [58783861.19386995]
drivese.hub_shell.Xy | intermediate | Pa | [2.65e+08]
drivese.hub_shell.metal_cost | intermediate | USD/kg | [0.5]
drivese.blade_root_diameter | intermediate | m | [5.]
drivese.rated_rpm | intermediate | rpm | [7.2574654]
drivese.blade_mass | intermediate | kg | [72642.51180901]
drivese.pitch_system.rho | intermediate | kg/m**3 | [7850.]
drivese.pitch_system.Xy | intermediate | Pa | [4.85e+08]
drivese.pitch_system.BRFM | intermediate | N*m | [-73566217.2088218]
drivese.spinner_gust_ws | intermediate | m/s | [70.]
drivese.spinner.composite_Xt | intermediate | Pa | [38100000.]
drivese.spinner.composite_rho | intermediate | kg/m**3 | [1940.]
drivese.spinner.Xy | intermediate | Pa | [4.85e+08]
drivese.spinner.metal_rho | intermediate | kg/m**3 | [7850.]
drivese.spinner.composite_cost | intermediate | USD/kg | [1.87]
drivese.spinner.metal_cost | intermediate | USD/kg | [0.9]
drivese.lss_rho | output | kg/m**3 | [7850.]
drivese.bedplate_rho | output | kg/m**3 | [7850.]
drivese.s_lss | output | m | [0.3 0.8 1.3 2.3 3.3]
drivese.hub_system_mass | output | kg | [75720.77019512]
drivese.hub_system_cm | output | m | [4.24908757]
drivese.F_aero_hub | intermediate | N | [[2956812.27783649] [ 8738.16952371] [ 27758.92236327]]
drivese.M_aero_hub | intermediate | N*m | [[49450209.65505684] [ 2682591.98530169] [ 6300400.08069066]]
drivese.blades_mass | intermediate | kg | [217927.53542703]
drivese.blades_cm | intermediate | m | [2.63680435]
drivese.s_mb1 | output | m | [1.3]
drivese.s_mb2 | output | m | [0.3]
drivese.generator_rotor_I | output | kg*m**2 | [1836783.84560065 972876.63394496 972876.63394496]
drivese.gearbox_mass | output | kg | [0.]
drivese.gearbox_I | output | kg*m**2 | [0. 0. 0.]
drivese.brake_mass | output | kg | [25122.12839595]
drivese.brake_I | output | kg*m**2 | [19626.66280933 9813.33140467 9813.33140467]
drivese.carrier_mass | output | kg | [0.]
drivese.carrier_I | output | kg*m**2 | [0. 0. 0.]
drivese.lss_E | output | Pa | [2.05e+11]
drivese.lss_G | output | Pa | [8.e+10]
drivese.lss_Xy | output | Pa | [4.85e+08]
drivese.H_bedplate | output | m | [4.74641375]
drivese.L_bedplate | output | m | [3.77676827]
drivese.R_generator | intermediate | m | [5.30871922]
drivese.generator_cm | intermediate | m | [1.225]
drivese.rho_fiberglass | intermediate | kg/m**3 | [1940.]
drivese.rho_castiron | intermediate | kg/m**3 | [7200.]
drivese.mb1_mass | intermediate | kg | [48092.00178654]
drivese.mb1_cm | intermediate | m | [1.3]
drivese.mb1_I | intermediate | kg*m**2 | [59002.87469186 29771.95485598 29771.95485598]
drivese.mb2_mass | intermediate | kg | [13479.28387693]
drivese.mb2_cm | intermediate | m | [0.3]
drivese.mb2_I | intermediate | kg*m**2 | [16537.39640651 8344.51917506 8344.51917506]
drivese.gearbox_cm | intermediate | m | [0.]
drivese.hss_mass | output | kg | [0.]
drivese.hss_cm | output | m | [0.]
drivese.hss_I | output | kg*m**2 | [0. 0. 0.]
drivese.brake_cm | output | m | [2.3]
drivese.generator_I | output | kg*m**2 | [5201283.36443061 2754927.89415644 2754927.89415644]
drivese.generator_stator_I | output | kg*m**2 | [3364499.51882996 1782051.26021148 1782051.26021148]
drivese.nose_mass | output | kg | [6732.59013628]
drivese.nose_cm | output | m | [0.65]
drivese.nose_I | output | kg*m**2 | [7439.51210058 4667.92916115 4667.92916115]
drivese.lss_mass | output | kg | [21455.50702769]
drivese.lss_cm | output | m | [1.8]
drivese.lss_I | output | kg*m**2 | [45163.84229329 38673.55141741 38673.55141741]
drivese.converter_mass | output | kg | [11983.85]
drivese.converter_cm | output | m | [0. 4.875 1.875]
drivese.converter_I | output | kg*m**2 | [28087.1484375 28087.1484375 28087.1484375]
drivese.transformer_mass | output | kg | [30635.]
drivese.transformer_cm | output | m | [ 0. -4.875 1.875]
drivese.transformer_I | output | kg*m**2 | [71800.78125 71800.78125 71800.78125]
drivese.yaw_mass | output | kg | [25235.35209761]
drivese.yaw_cm | output | m | [0. 0. 0.]
drivese.yaw_I | output | kg*m**2 | [0. 0. 0.]
drivese.bedplate_mass | output | kg | [33954.33597653]
drivese.bedplate_cm | output | m | [-0.88533715 0. 2.40314516]
drivese.bedplate_I | output | kg*m**2 | [388100.94902959 426951.50388173 247988.45095814 0. 87515.58729723 0. ]
drivese.hvac_mass | output | kg | [9381.28122601]
drivese.hvac_cm | output | m | [1.225]
drivese.hvac_I | output | m | [148718.22498385 74359.11249192 74359.11249192]
drivese.platform_mass | output | kg | [41472.]
drivese.platform_cm | output | m | [0. 0. 0.]
drivese.platform_I | output | m | [497669.52960002 497669.52960002 995328.00000004]
drivese.cover_mass | output | kg | [18115.28091561]
drivese.cover_cm | output | m | [-0.18883841 0. 5.83959114]
drivese.cover_I | output | m | [1409.27009995 954.89434044 954.89434044]
drivese.x_bedplate | output | m | [ 0. -0.03844206 -0.15298565 -0.34129901 -0.59954862 -0.92247726 -1.30351103 -1.73489318 -2.20784203 -2.71272969 -3.2392781 -3.77676827]
drivese.constr_height | output | m | [4.74641375]
drivese.s_nose | output | m | [0. 0.15 0.3 0.8 1.3 ]
drivese.z_bedplate | output | m | [0. 0.67548511 1.33721928 1.97173153 2.56610501 3.10824 3.58710017 3.99293734 4.31748981 4.55415065 4.69810211 4.74641375]
drivese.x_bedplate_inner | output | m | [-3. -3.00790638 -3.03146457 -3.070195 -3.12330922 -3.18972598 -3.26809323 -3.35681564 -3.45408707 -3.55792736 -3.66622262 -3.77676827]
drivese.z_bedplate_inner | output | m | [0. 0.51893878 1.02731347 1.51477502 1.97140011 2.38789319 2.75577564 3.06755845 3.31689462 3.49870838 3.60929852 3.64641375]
drivese.x_bedplate_outer | output | m | [ 3. 2.93102227 2.72549327 2.38759697 1.92421198 1.34477147 0.66107117 -0.11297073 -0.96159699 -1.86753202 -2.81233359 -3.77676827]
drivese.z_bedplate_outer | output | m | [0. 0.83203143 1.6471251 2.42868805 3.16080991 3.8285868 4.41842471 4.91831623 5.31808501 5.60959292 5.78690569 5.84641375]
drivese.D_bedplate | output | m | [6. 5.94717584 5.79022711 5.53378083 5.1857657 4.75786351 4.26646632 3.73467992 3.19644643 2.70430582 2.33903815 2.2 ]
drivese.t_bedplate | output | m | [0.05 0.05 0.05 0.05 0.05 0.05 0.05 0.05 0.05 0.05 0.05 0.05]
drivese.mb1_max_defl_ang | intermediate | rad | [0.00872665]
drivese.mb2_max_defl_ang | intermediate | rad | [0.078]
drivese.s_stator | output | m | [0.15]
drivese.F_mb1 | output | N | [[ 2474453.59833481] [ 8738.16952371] [-4561577.35433574]]
drivese.F_mb2 | output | N | [[-0.] [-0.] [-0.]]
drivese.M_mb1 | output | N*m | [[-0.] [-0.] [-0.]]
drivese.M_mb2 | output | N*m | [[ -0. ] [-12985963.86578991] [ 6283255.13207482]]
drivese.other_mass | output | kg | [136822.76423923]
drivese.bedplate_E | output | Pa | [2.05e+11]
drivese.bedplate_G | output | Pa | [8.e+10]
drivese.bedplate_Xy | output | Pa | [4.85e+08]
drivese.L_drive | output | m | [3.3]
drivese.shaft_start | output | m | [-3.77676827 0. 4.74641375]
drivese.nacelle_mass | output | kg | [654773.02045721]
drivese.nacelle_cm | output | m | [-3.85537294 -0.13886393 4.08542019]
drivese.nacelle_I_TT | output | kg*m**2 | [2.01667992e+07 2.92795715e+07 1.79419955e+07 5.41567843e+02 1.20568466e+07 1.69909285e+05]
drivese.yaw.rho | intermediate | kg/m**3 | [7850.]
rotorse.rp.aep.CDF_V | intermediate | m/s | [0.06824543 0.07317592 0.07825729 0.08348677 0.08886153 0.09437864 0.10003514 0.10582799 0.11175409 0.1178103 0.12399341 0.13030017 0.13672727 0.14327136 0.14992906 0.15669694 0.16357153 0.17054933 0.17762681 0.18480043 0.19206659 0.19942169 0.20686212 0.21438424 0.2219844 0.22965893 0.23740419 0.24521648 0.25309215 0.26102753 0.26901895 0.27706275 0.28515528 0.29329292 0.30147203 0.30968902 0.31794031 0.32622234 0.33453157 0.3428645 0.35121765 0.35958758 0.36797088 0.37636417 0.38476413 0.39316746 0.4015709 0.40997127 0.41836538 0.42675014 0.43512249 0.4434794 0.45181794 0.46013518 0.4684283 0.4766945 0.48493104 0.49313527 0.50130457 0.50943638 0.51752823 0.5255777 0.53358242 0.54154011 0.54944853 0.55730553 0.56510902 0.57285696 0.5805474 0.58817845 0.59574828 0.60325515 0.61069736 0.6180733 0.62538141 0.63262022 0.63978832 0.64688436 0.65390705 0.6608552 0.66772765 0.67452333 0.68124122 0.68788039 0.69443994 0.70091905 0.70731698 0.71363303 0.71986656 0.726017 0.73208386 0.73806666 0.74396502 0.7497786 0.75550712 0.76115035 0.76670812 0.77218031 0.77756684 0.78286771 0.78808294 0.79321261 0.79825684 0.80321582 0.80808974 0.81287887 0.81758352 0.82220402 0.82674074 0.83119412 0.8355646 0.83985268 0.84405887 0.84818374 0.85222787 0.85619189 0.86007643 0.86388218 0.86760984 0.87126013 0.8748338 0.87833164 0.88175443 0.88510299 0.88837815 0.89158077 0.89471172 0.89777188 0.90076215 0.90368344 0.90653669 0.90932282 0.91204279 0.91469754 0.91728805 0.91981528 0.92228022 0.92468385 0.92702715 0.92931111 0.93153673 0.93370501 0.93581694 0.93787353 0.93987575 0.94182462 0.94372112 0.94556625 0.94736099 0.94910633 0.95080325 0.95245271 0.9540557 0.95561316 0.95712606 0.95859534 0.96002195 0.96140681 0.96275085 0.96405498 0.96532012 0.96654715 0.96773696 0.96889042 0.97000841 0.97109177 0.97214134 0.97315796 0.97414245 0.97509561 0.97601824 0.97691112 0.97777502 0.97861071 0.97941893 0.98020041 0.98095587 0.98168602 0.98239156 0.98307317 0.98373152 0.98436726 0.98498105 0.9855735 0.98614525 0.98669689 0.98722901 0.98774221 0.98823704 0.98871406 0.98917382 0.98961684 0.99004365 0.99045474 0.99085061 0.99123175 0.99159863 0.9919517 0.99229141 0.99261821] | cumulative distribution function evaluated at each wind speed
rotorse.rp.aep.P | intermediate | W | [-7.85122498e+04 -6.30924980e+04 -3.86337285e+04 -5.92459869e+03 3.42462339e+04 8.10901119e+04 1.33818378e+05 1.91642374e+05 2.53773444e+05 3.19422930e+05 3.87802173e+05 4.58122518e+05 5.31522194e+05 6.18615969e+05 7.19479420e+05 8.32110871e+05 9.54508648e+05 1.08467107e+06 1.22059647e+06 1.36028317e+06 1.50172949e+06 1.64308523e+06 1.79011815e+06 1.94575199e+06 2.10876374e+06 2.27793038e+06 2.45202891e+06 2.62983630e+06 2.81022653e+06 2.99778230e+06 3.19332782e+06 3.39373287e+06 3.59586723e+06 3.79806716e+06 4.00355139e+06 4.20780726e+06 4.40432929e+06 4.59960700e+06 4.80702947e+06 5.02888104e+06 5.26027601e+06 5.50067910e+06 5.74955505e+06 6.00636860e+06 6.27048819e+06 6.54152681e+06 6.81992074e+06 7.10615109e+06 7.40069895e+06 7.70404541e+06 8.01667156e+06 8.33905851e+06 8.67714933e+06 9.03755436e+06 9.41539874e+06 9.80563294e+06 1.02032074e+07 1.06030727e+07 1.10001792e+07 1.13894773e+07 1.17659177e+07 1.21244507e+07 1.24835614e+07 1.28815344e+07 1.32988034e+07 1.37137829e+07 1.41048877e+07 1.44505325e+07 1.47291318e+07 1.49191005e+07 1.49988531e+07 1.49999994e+07 1.49999978e+07 1.49999959e+07 1.49999942e+07 1.49999924e+07 1.49999904e+07 1.49999882e+07 1.49999860e+07 1.49999837e+07 1.49999814e+07 1.49999793e+07 1.49999773e+07 1.49999754e+07 1.49999739e+07 1.49999726e+07 1.49999717e+07 1.49999712e+07 1.49999712e+07 1.49999719e+07 1.49999731e+07 1.49999749e+07 1.49999770e+07 1.49999795e+07 1.49999822e+07 1.49999850e+07 1.49999879e+07 1.49999907e+07 1.49999934e+07 1.49999958e+07 1.49999979e+07 1.49999996e+07 1.50000008e+07 1.50000014e+07 1.50000014e+07 1.50000008e+07 1.49999997e+07 1.49999983e+07 1.49999965e+07 1.49999945e+07 1.49999923e+07 1.49999900e+07 1.49999876e+07 1.49999851e+07 1.49999828e+07 1.49999806e+07 1.49999786e+07 1.49999768e+07 1.49999753e+07 1.49999743e+07 1.49999737e+07 1.49999737e+07 1.49999758e+07 1.49999801e+07 1.49999864e+07 1.49999943e+07 1.50000037e+07 1.50000141e+07 1.50000254e+07 1.50000373e+07 1.50000494e+07 1.50000615e+07 1.50000732e+07 1.50000844e+07 1.50000947e+07 1.50001039e+07 1.50001116e+07 1.50001176e+07 1.50001216e+07 1.50001233e+07 1.50001229e+07 1.50001214e+07 1.50001190e+07 1.50001156e+07 1.50001115e+07 1.50001067e+07 1.50001014e+07 1.50000956e+07 1.50000895e+07 1.50000832e+07 1.50000767e+07 1.50000703e+07 1.50000640e+07 1.50000579e+07 1.50000521e+07 1.50000468e+07 1.50000420e+07 1.50000379e+07 1.50000346e+07 1.50000320e+07 1.50000297e+07 1.50000273e+07 1.50000250e+07 1.50000227e+07 1.50000205e+07 1.50000183e+07 1.50000162e+07 1.50000142e+07 1.50000123e+07 1.50000105e+07 1.50000088e+07 1.50000072e+07 1.50000058e+07 1.50000046e+07 1.50000035e+07 1.50000027e+07 1.50000020e+07 1.50000015e+07 1.50000012e+07 1.50000012e+07 1.50000012e+07 1.50000012e+07 1.50000012e+07 1.50000012e+07 1.50000013e+07 1.50000013e+07 1.50000014e+07 1.50000016e+07 1.50000017e+07 1.50000019e+07 1.50000022e+07 1.50000024e+07 1.50000028e+07 1.50000032e+07 1.50000036e+07 1.50000041e+07 1.50000047e+07 1.50000053e+07 1.50000060e+07 1.50000068e+07] | power curve (power)
rotorse.rp.cdf.x | intermediate | m/s | [ 3. 3.11055276 3.22110553 3.33165829 3.44221106 3.55276382 3.66331658 3.77386935 3.88442211 3.99497487 4.10552764 4.2160804 4.32663317 4.43718593 4.54773869 4.65829146 4.76884422 4.87939698 4.98994975 5.10050251 5.21105528 5.32160804 5.4321608 5.54271357 5.65326633 5.7638191 5.87437186 5.98492462 6.09547739 6.20603015 6.31658291 6.42713568 6.53768844 6.64824121 6.75879397 6.86934673 6.9798995 7.09045226 7.20100503 7.31155779 7.42211055 7.53266332 7.64321608 7.75376884 7.86432161 7.97487437 8.08542714 8.1959799 8.30653266 8.41708543 8.52763819 8.63819095 8.74874372 8.85929648 8.96984925 9.08040201 9.19095477 9.30150754 9.4120603 9.52261307 9.63316583 9.74371859 9.85427136 9.96482412 10.07537688 10.18592965 10.29648241 10.40703518 10.51758794 10.6281407 10.73869347 10.84924623 10.95979899 11.07035176 11.18090452 11.29145729 11.40201005 11.51256281 11.62311558 11.73366834 11.84422111 11.95477387 12.06532663 12.1758794 12.28643216 12.39698492 12.50753769 12.61809045 12.72864322 12.83919598 12.94974874 13.06030151 13.17085427 13.28140704 13.3919598 13.50251256 13.61306533 13.72361809 13.83417085 13.94472362 14.05527638 14.16582915 14.27638191 14.38693467 14.49748744 14.6080402 14.71859296 14.82914573 14.93969849 15.05025126 15.16080402 15.27135678 15.38190955 15.49246231 15.60301508 15.71356784 15.8241206 15.93467337 16.04522613 16.15577889 16.26633166 16.37688442 16.48743719 16.59798995 16.70854271 16.81909548 16.92964824 17.04020101 17.15075377 17.26130653 17.3718593 17.48241206 17.59296482 17.70351759 17.81407035 17.92462312 18.03517588 18.14572864 18.25628141 18.36683417 18.47738693 18.5879397 18.69849246 18.80904523 18.91959799 19.03015075 19.14070352 19.25125628 19.36180905 19.47236181 19.58291457 19.69346734 19.8040201 19.91457286 20.02512563 20.13567839 20.24623116 20.35678392 20.46733668 20.57788945 20.68844221 20.79899497 20.90954774 21.0201005 21.13065327 21.24120603 21.35175879 21.46231156 21.57286432 21.68341709 21.79396985 21.90452261 22.01507538 22.12562814 22.2361809 22.34673367 22.45728643 22.5678392 22.67839196 22.78894472 22.89949749 23.01005025 23.12060302 23.23115578 23.34170854 23.45226131 23.56281407 23.67336683 23.7839196 23.89447236 24.00502513 24.11557789 24.22613065 24.33668342 24.44723618 24.55778894 24.66834171 24.77889447 24.88944724 25. ] | corresponding reference height
rotorse.rp.cdf.xbar | intermediate | m/s | [10.] | mean value of distribution
rotorse.rp.gust.V_mean | intermediate | m/s | [10.] | IEC average wind speed for turbine class
rotorse.rp.gust.V_hub | intermediate | m/s | [10.75317449] | hub height wind speed
rotorse.rp.powercurve.generator_efficiency | intermediate |  | [0.95676071 0.95880273 0.96049022 0.96184163 0.9629934 0.96390683 0.96465005 0.96525695 0.96571162 0.96606436 0.96526117 0.9643025 0.96340471 0.96257941 0.96179292 0.96105139 0.96037382 0.95971051 0.95907891 0.95847566] | Generator efficiency at various rpm values to support table lookup
rotorse.rp.powercurve.lss_rpm | intermediate | rpm | [5. 5.11881397 5.23762794 5.35644191 5.47525587 5.59406984 5.71288381 5.83169778 5.95051175 6.06932572 6.18813969 6.30695366 6.42576762 6.54458159 6.66339556 6.78220953 6.9010235 7.01983747 7.13865144 7.2574654 ] | Low speed shaft RPM values at which the generator efficiency values are given
rotorse.rp.powercurve.V | output | m/s | [ 3. 4.27204607 5.30403148 6.08010611 6.58835037 6.82095822 6.86755938 7.1926538 7.79124841 8.6541495 9.76810389 10.75317449 11.11600255 12.67714331 14.42754887 16.34033501 18.38612357 20.5334936 22.74946399 25. ] | wind vector
rotorse.rp.powercurve.Omega | output | rpm | [5. 5. 5. 5. 5. 5. 5. 5. 5.35686781 5.9501549 6.71605352 7.2574654 7.2574654 7.2574654 7.2574654 7.2574654 7.2574654 7.2574654 7.2574654 7.2574654 ] | rotor rotational speed
rotorse.rp.powercurve.P | output | W | [ -78512.24981983 494209.99460522 1620582.27314764 2784958.16112832 3688218.13153503 4118799.81985669 4204545.62324503 4790673.39132144 6095140.38165462 8386430.39209071 12200620.7750581 15000000. 14999995.16855026 14999971.13997954 15000001.47289133 14999973.55368886 15000123.29747757 15000032.97634133 15000001.17691732 15000006.81079798] | rotor electrical power
rotorse.rs.aero_gust.V_load | intermediate | m/s | [19.81922246]
rotorse.rs.Omega_load | intermediate | rpm | [7.2574654]
rotorse.rs.pitch_load | intermediate | deg | [4.57677796]
rotorse.rs.aero_hub_loads.V_load | intermediate | m/s | [19.81922246]
rotorse.rs.brs.rootD | intermediate | m | [5.] | Blade root outer diameter / Chord at blade span station 0
rotorse.rs.brs.layer_thickness | intermediate | m | [[0.0005 0.0005 0.0005 0.0005 0.0005 0.0005 0.0005 0.0005 0.0005 0.0005 0.0005 0.0005 0.0005 0.0005 0.0005 0.0005 0.0005 0.0005 0.0005 0.0005 0.0005 0.0005 0.0005 0.0005 0.0005 0.0005 0.0005 0.0005 0.0005 0.0005 ] [0.05 0.04081969 0.03226966 0.02415612 0.01564759 0.00867322 0.00473378 0.00312627 0.00227767 0.00203461 0.00200053 0.00200002 0.002 0.002 0.002 0.002 0.002 0.002 0.002 0.002 0.002 0.002 0.002 0.002 0.00180323 0.00131224 0.00104021 0.00100135 0.001 0.001 ] [0.0001 0.00438147 0.0150519 0.03035182 0.04746369 0.06362935 0.07611578 0.08317021 0.08937909 0.09450151 0.09777677 0.09841932 0.09739565 0.09512692 0.09226371 0.08925432 0.08635675 0.0832791 0.07972353 0.07549254 0.0699988 0.06112214 0.04860463 0.03545513 0.02466062 0.01776472 0.01194345 0.00691416 0.00324837 0.001 ] [0.0001 0.00438147 0.0150519 0.03035182 0.04746369 0.06362935 0.07611578 0.08317021 0.08937909 0.09450151 0.09777677 0.09841932 0.09739565 0.09512692 0.09226371 0.08925432 0.08635675 0.0832791 0.07972353 0.07549254 0.0699988 0.06112214 0.04860463 0.03545513 0.02466062 0.01776472 0.01194345 0.00691416 0.00324837 0.001 ] [0. 0. 0. 0.00299507 0.00294581 0.00289655 0.00284729 0.00279803 0.00274877 0.00269951 0.00265025 0.00260099 0.00255172 0.00250246 0.0024532 0.00240394 0.00235468 0.00230542 0.00225616 0.0022069 0.00215764 0.00210837 0.00205911 0.00200985 0. 0. 0. 0. 0. 0. ] [0. 0. 0. 0.0151551 0.02659419 0.03838054 0.04863375 0.05706524 0.06593926 0.07399829 0.07952219 0.08035564 0.07552905 0.06548829 0.05371052 0.04289912 0.03358001 0.02375535 0.01434111 0.00715383 0.00416067 0.00301727 0.0021994 0.00162397 0. 0. 0. 0. 0. 0. ] [0. 0. 0. 0.0151551 0.02659419 0.03838054 0.04863375 0.05706524 0.06593926 0.07399829 0.07952219 0.08035564 0.07552905 0.06548829 0.05371052 0.04289912 0.03358001 0.02375535 0.01434111 0.00715383 0.00416067 0.00301727 0.0021994 0.00162397 0. 0. 0. 0. 0. 0. ] [0. 0. 0. 0.05972906 0.0570197 0.05431034 0.05160099 0.04889163 0.04618227 0.04347291 0.04076355 0.03805419 0.03534483 0.03263547 0.02992611 0.02721675 0.02450739 0.02179803 0.01908867 0.01637931 0.01366995 0.01096059 0.00825123 0.00554187 0. 0. 0. 0. 0. 0. ] [0. 0. 0. 0.05972906 0.0570197 0.05431034 0.05160099 0.04889163 0.04618227 0.04347291 0.04076355 0.03805419 0.03534483 0.03263547 0.02992611 0.02721675 0.02450739 0.02179803 0.01908867 0.01637931 0.01366995 0.01096059 0.00825123 0.00554187 0. 0. 0. 0. 0. 0. ] [0. 0. 0. 0.05972906 0.0570197 0.05431034 0.05160099 0.04889163 0.04618227 0.04347291 0.04076355 0.03805419 0.03534483 0.03263547 0.02992611 0.02721675 0.02450739 0.02179803 0.01908867 0.01637931 0.01366995 0.01096059 0.00825123 0.00554187 0. 0. 0. 0. 0. 0. ] [0. 0. 0. 0.05972906 0.0570197 0.05431034 0.05160099 0.04889163 0.04618227 0.04347291 0.04076355 0.03805419 0.03534483 0.03263547 0.02992611 0.02721675 0.02450739 0.02179803 0.01908867 0.01637931 0.01366995 0.01096059 0.00825123 0.00554187 0. 0. 0. 0. 0. 0. ] [0.05 0.04081969 0.03226966 0.02415612 0.01564759 0.00867322 0.00473378 0.00312627 0.00227767 0.00203461 0.00200053 0.00200002 0.002 0.002 0.002 0.002 0.002 0.002 0.002 0.002 0.002 0.002 0.002 0.002 0.00180323 0.00131224 0.00104021 0.00100135 0.001 0.001 ] [0. 0. 0. 0.00199391 0.00193306 0.00187221 0.00181136 0.00175051 0.00168966 0.0016288 0.00156795 0.0015071 0.00144625 0.0013854 0.00132454 0.00126369 0.00120284 0.00114199 0.00108114 0.00102028 0.00095943 0.00089858 0.00083773 0.00077688 0.00071602 0.00065517 0.00059432 0.00053347 0. 0. ] [0. 0. 0. 0.04284584 0.04130426 0.03976268 0.0382211 0.03667951 0.03513793 0.03359635 0.03205477 0.03051318 0.0289716 0.02743002 0.02588844 0.02434686 0.02280527 0.02126369 0.01972211 0.01818053 0.01663895 0.01509736 0.01355578 0.0120142 0.01047262 0.00893103 0.00738945 0.00584787 0. 0. ] [0. 0. 0. 0.00199391 0.00193306 0.00187221 0.00181136 0.00175051 0.00168966 0.0016288 0.00156795 0.0015071 0.00144625 0.0013854 0.00132454 0.00126369 0.00120284 0.00114199 0.00108114 0.00102028 0.00095943 0.00089858 0.00083773 0.00077688 0.00071602 0.00065517 0.00059432 0.00053347 0. 0. ] [0. 0. 0. 0.00199391 0.00193306 0.00187221 0.00181136 0.00175051 0.00168966 0.0016288 0.00156795 0.0015071 0.00144625 0.0013854 0.00132454 0.00126369 0.00120284 0.00114199 0.00108114 0.00102028 0.00095943 0.00089858 0.00083773 0.00077688 0.00071602 0.00065517 0.00059432 0.00053347 0. 0. ] [0. 0. 0. 0.04284584 0.04130426 0.03976268 0.0382211 0.03667951 0.03513793 0.03359635 0.03205477 0.03051318 0.0289716 0.02743002 0.02588844 0.02434686 0.02280527 0.02126369 0.01972211 0.01818053 0.01663895 0.01509736 0.01355578 0.0120142 0.01047262 0.00893103 0.00738945 0.00584787 0. 0. ] [0. 0. 0. 0.00199391 0.00193306 0.00187221 0.00181136 0.00175051 0.00168966 0.0016288 0.00156795 0.0015071 0.00144625 0.0013854 0.00132454 0.00126369 0.00120284 0.00114199 0.00108114 0.00102028 0.00095943 0.00089858 0.00083773 0.00077688 0.00071602 0.00065517 0.00059432 0.00053347 0. 0. ]] | 2D array of the thickness of the layers of the blade structure. The first dimension represents each layer, the second dimension represents each entry along blade span.
rotorse.rs.brs.layer_start_nd | intermediate |  | [[0. 0. 0. 0. 0. 0. 0. 0. 0. 0. 0. 0. 0. 0. 0. 0. 0. 0. 0. 0. 0. 0. 0. 0. 0. 0. 0. 0. 0. 0. ] [0. 0. 0. 0. 0. 0. 0. 0. 0. 0. 0. 0. 0. 0. 0. 0. 0. 0. 0. 0. 0. 0. 0. 0. 0. 0. 0. 0. 0. 0. ] [0.06578734 0.19181051 0.26253347 0.27600434 0.28868679 0.30162817 0.30355863 0.30511017 0.30480667 0.30632528 0.30770565 0.30615919 0.30419558 0.30357284 0.301169 0.29825907 0.29524936 0.29223542 0.28775694 0.28442639 0.28063191 0.27585455 0.27001348 0.26441435 0.25771614 0.25035209 0.24949909 0.24901627 0.24856522 0.24833394] [0.56579667 0.59341982 0.59794492 0.60972625 0.61912309 0.6226054 0.62389262 0.62487392 0.62439582 0.62082914 0.6159228 0.61416478 0.61203382 0.61097975 0.60837164 0.60235604 0.59469894 0.59169882 0.58723315 0.583918 0.58012905 0.57366289 0.56469763 0.55919233 0.55249412 0.54090391 0.53867113 0.53800161 0.53737817 0.53705922] [0.49999966 0.50048349 0.50578694 0.48055217 0.48081957 0.48199072 0.48094998 0.47990811 0.47889279 0.47696109 0.47322704 0.47090472 0.46840513 0.46589755 0.46282427 0.45774496 0.45067988 0.44765656 0.44337488 0.44005053 0.43663292 0.43102845 0.42535246 0.4251247 0.49608288 0.49654267 0.49727784 0.49727784 0.49727784 0.49727784] [0. 0. 0. 0. 0. 0. 0. 0. 0. 0. 0. 0. 0. 0. 0. 0. 0. 0. 0. 0. 0. 0. 0. 0. 0. 0. 0. 0. 0. 0. ] [1. 1. 1. 0.96845653 0.9682747 0.96753706 0.96623615 0.96493381 0.96366465 0.96140206 0.95820747 0.95530457 0.95218009 0.94904561 0.94520401 0.94058225 0.93589509 0.93211595 0.92676384 0.9226057 0.91823166 0.91283402 0.90631632 0.89983676 1. 1. 1. 1. 1. 1. ] [0. 0. 0. 0.03154347 0.0317253 0.03246294 0.03376385 0.03506619 0.03633535 0.03859794 0.04179253 0.04469543 0.04781991 0.05095439 0.05479599 0.05941775 0.06410491 0.06788405 0.07323616 0.0773943 0.08176834 0.08716598 0.09368368 0.10016324 0. 0. 0. 0. 0. 0. ] [0.12309114 0.24876067 0.31931172 0.33278259 0.34579233 0.36006145 0.36433356 0.36822931 0.3702103 0.37580158 0.3829322 0.38661096 0.39027142 0.39529074 0.39980179 0.40521101 0.41063819 0.41442671 0.41958201 0.42373612 0.42781493 0.43275331 0.43864411 0.44470819 0.4514064 0.46164578 0.46311367 0.46263085 0.4621798 0.46194853] [0.49999966 0.50048349 0.50578694 0.53102172 0.53158004 0.53393141 0.53497215 0.53601402 0.53702935 0.5387178 0.54009508 0.54241741 0.54491699 0.54742457 0.55049786 0.55281336 0.55324773 0.55627104 0.56055273 0.56387707 0.56729468 0.56863433 0.5668133 0.56704106 0.49608288 0.49654267 0.49727784 0.49727784 0.49727784 0.49727784] [0.62310047 0.65036997 0.65472317 0.66650449 0.67622863 0.68103869 0.68466755 0.68799306 0.68979945 0.69030544 0.69114935 0.69461656 0.69810967 0.70269766 0.70700443 0.70930798 0.71008777 0.71389011 0.71905823 0.72322774 0.72731207 0.73056165 0.73332825 0.73948617 0.74618438 0.7521976 0.75228572 0.7516162 0.75099275 0.75067381] [0. 0. 0. 0. 0. 0. 0. 0. 0. 0. 0. 0. 0. 0. 0. 0. 0. 0. 0. 0. 0. 0. 0. 0. 0. 0. 0. 0. 0. 0. ] [0. 0. 0. 0. 0. 0. 0. 0. 0. 0. 0. 0. 0. 0. 0. 0. 0. 0. 0. 0. 0. 0. 0. 0. 0. 0. 0. 0. 0. 0. ] [0. 0. 0. 0. 0. 0. 0. 0. 0. 0. 0. 0. 0. 0. 0. 0. 0. 0. 0. 0. 0. 0. 0. 0. 0. 0. 0. 0. 0. 0. ] [0. 0. 0. 0. 0. 0. 0. 0. 0. 0. 0. 0. 0. 0. 0. 0. 0. 0. 0. 0. 0. 0. 0. 0. 0. 0. 0. 0. 0. 0. ] [0. 0. 0. 0. 0. 0. 0. 0. 0. 0. 0. 0. 0. 0. 0. 0. 0. 0. 0. 0. 0. 0. 0. 0. 0. 0. 0. 0. 0. 0. ] [0. 0. 0. 0. 0. 0. 0. 0. 0. 0. 0. 0. 0. 0. 0. 0. 0. 0. 0. 0. 0. 0. 0. 0. 0. 0. 0. 0. 0. 0. ] [0. 0. 0. 0. 0. 0. 0. 0. 0. 0. 0. 0. 0. 0. 0. 0. 0. 0. 0. 0. 0. 0. 0. 0. 0. 0. 0. 0. 0. 0. ]] | 2D array of the non-dimensional start point defined along the outer profile of a layer. The TE suction side is 0, the TE pressure side is 1. The first dimension represents each layer, the second dimension represents each entry along blade span.
rotorse.rs.brs.layer_end_nd | intermediate |  | [[1. 1. 1. 1. 1. 1. 1. 1. 1. 1. 1. 1. 1. 1. 1. 1. 1. 1. 1. 1. 1. 1. 1. 1. 1. 1. 1. 1. 1. 1. ] [1. 1. 1. 1. 1. 1. 1. 1. 1. 1. 1. 1. 1. 1. 1. 1. 1. 1. 1. 1. 1. 1. 1. 1. 1. 1. 1. 1. 1. 1. ] [0.12309114 0.24876067 0.31931172 0.33278259 0.34579233 0.36006145 0.36433356 0.36822931 0.3702103 0.37580158 0.3829322 0.38661096 0.39027142 0.39529074 0.39980179 0.40521101 0.41063819 0.41442671 0.41958201 0.42373612 0.42781493 0.43275331 0.43864411 0.44470819 0.4514064 0.46164578 0.46311367 0.46263085 0.4621798 0.46194853] [0.62310047 0.65036997 0.65472317 0.66650449 0.67622863 0.68103869 0.68466755 0.68799306 0.68979945 0.69030544 0.69114935 0.69461656 0.69810967 0.70269766 0.70700443 0.70930798 0.71008777 0.71389011 0.71905823 0.72322774 0.72731207 0.73056165 0.73332825 0.73948617 0.74618438 0.7521976 0.75228572 0.7516162 0.75099275 0.75067381] [0.49999966 0.50048349 0.50578694 0.53102172 0.53158004 0.53393141 0.53497215 0.53601402 0.53702935 0.5387178 0.54009508 0.54241741 0.54491699 0.54742457 0.55049786 0.55281336 0.55324773 0.55627104 0.56055273 0.56387707 0.56729468 0.56863433 0.5668133 0.56704106 0.49608288 0.49654267 0.49727784 0.49727784 0.49727784 0.49727784] [0. 0. 0. 0.03154347 0.0317253 0.03246294 0.03376385 0.03506619 0.03633535 0.03859794 0.04179253 0.04469543 0.04781991 0.05095439 0.05479599 0.05941775 0.06410491 0.06788405 0.07323616 0.0773943 0.08176834 0.08716598 0.09368368 0.10016324 0. 0. 0. 0. 0. 0. ] [1. 1. 1. 1. 1. 1. 1. 1. 1. 1. 1. 1. 1. 1. 1. 1. 1. 1. 1. 1. 1. 1. 1. 1. 1. 1. 1. 1. 1. 1. ] [0.06578734 0.19181051 0.26253347 0.27600434 0.28868679 0.30162817 0.30355863 0.30511017 0.30480667 0.30632528 0.30770565 0.30615919 0.30419558 0.30357284 0.301169 0.29825907 0.29524936 0.29223542 0.28775694 0.28442639 0.28063191 0.27585455 0.27001348 0.26441435 0.25771614 0.25035209 0.24949909 0.24901627 0.24856522 0.24833394] [0.49999966 0.50048349 0.50578694 0.48055217 0.48081957 0.48199072 0.48094998 0.47990811 0.47889279 0.47696109 0.47322704 0.47090472 0.46840513 0.46589755 0.46282427 0.45774496 0.45067988 0.44765656 0.44337488 0.44005053 0.43663292 0.43102845 0.42535246 0.4251247 0.49608288 0.49654267 0.49727784 0.49727784 0.49727784 0.49727784] [0.56579667 0.59341982 0.59794492 0.60972625 0.61912309 0.6226054 0.62389262 0.62487392 0.62439582 0.62082914 0.6159228 0.61416478 0.61203382 0.61097975 0.60837164 0.60235604 0.59469894 0.59169882 0.58723315 0.583918 0.58012905 0.57366289 0.56469763 0.55919233 0.55249412 0.54090391 0.53867113 0.53800161 0.53737817 0.53705922] [1. 1. 1. 0.96845653 0.9682747 0.96753706 0.96623615 0.96493381 0.96366465 0.96140206 0.95820747 0.95530457 0.95218009 0.94904561 0.94520401 0.94058225 0.93589509 0.93211595 0.92676384 0.9226057 0.91823166 0.91283402 0.90631632 0.89983676 1. 1. 1. 1. 1. 1. ] [1. 1. 1. 1. 1. 1. 1. 1. 1. 1. 1. 1. 1. 1. 1. 1. 1. 1. 1. 1. 1. 1. 1. 1. 1. 1. 1. 1. 1. 1. ] [0. 0. 0. 0. 0. 0. 0. 0. 0. 0. 0. 0. 0. 0. 0. 0. 0. 0. 0. 0. 0. 0. 0. 0. 0. 0. 0. 0. 0. 0. ] [0. 0. 0. 0. 0. 0. 0. 0. 0. 0. 0. 0. 0. 0. 0. 0. 0. 0. 0. 0. 0. 0. 0. 0. 0. 0. 0. 0. 0. 0. ] [0. 0. 0. 0. 0. 0. 0. 0. 0. 0. 0. 0. 0. 0. 0. 0. 0. 0. 0. 0. 0. 0. 0. 0. 0. 0. 0. 0. 0. 0. ] [0. 0. 0. 0. 0. 0. 0. 0. 0. 0. 0. 0. 0. 0. 0. 0. 0. 0. 0. 0. 0. 0. 0. 0. 0. 0. 0. 0. 0. 0. ] [0. 0. 0. 0. 0. 0. 0. 0. 0. 0. 0. 0. 0. 0. 0. 0. 0. 0. 0. 0. 0. 0. 0. 0. 0. 0. 0. 0. 0. 0. ] [0. 0. 0. 0. 0. 0. 0. 0. 0. 0. 0. 0. 0. 0. 0. 0. 0. 0. 0. 0. 0. 0. 0. 0. 0. 0. 0. 0. 0. 0. ]] | 2D array of the non-dimensional end point defined along the outer profile of a layer. The TE suction side is 0, the TE pressure side is 1. The first dimension represents each layer, the second dimension represents each entry along blade span.
rotorse.rs.brs.root_M | intermediate | N*m | [ 9204843.57380662 -73566217.2088218 -0. ] | Blade root moment in blade c.s.
rotorse.rs.constr.strainU_spar | intermediate |  | [-1.19894891e-03 -1.20982925e-03 -2.46558678e-03 -2.62329486e-03 -2.64062135e-03 -2.76382632e-03 -2.56974019e-03 -2.36013714e-03 -2.14729935e-03 -2.11630094e-03 -2.21586289e-03 -2.14687887e-03 -2.09648623e-03 -2.04065220e-03 -2.01239463e-03 -2.11708114e-03 -2.33279789e-03 -2.19711186e-03 -2.10566410e-03 -1.94257948e-03 -1.78232602e-03 -1.79218409e-03 -2.04844700e-03 -2.07888020e-03 -2.06774775e-03 -2.22241473e-03 -2.02040698e-03 -1.52388150e-03 -8.51342447e-04 2.70133560e-06] | strain in spar cap on upper surface at location xu,yu_strain with loads P_strain
rotorse.rs.constr.strainL_spar | intermediate |  | [ 1.16998378e-03 1.74107368e-03 2.84349817e-03 2.80832566e-03 2.68743784e-03 2.73270847e-03 2.44872533e-03 2.23347968e-03 2.01222877e-03 2.00027732e-03 2.11721194e-03 2.04482473e-03 1.99725360e-03 1.95305259e-03 1.92312701e-03 2.04148377e-03 2.26225583e-03 2.12924662e-03 2.04686387e-03 1.89664739e-03 1.74435404e-03 1.75245235e-03 1.98989589e-03 2.01816570e-03 2.01392991e-03 2.15889660e-03 1.96391273e-03 1.47213109e-03 8.14689570e-04 -2.65138790e-06] | strain in spar cap on lower surface at location xl,yl_strain with loads P_strain
rotorse.rs.constr.strainU_te | intermediate |  | [ 5.54690996e-04 1.03374930e-03 3.02973271e-04 -3.03835008e-04 -9.87292875e-05 5.41034765e-05 1.72786277e-04 1.46403480e-04 1.53300027e-04 1.08583647e-04 8.01755049e-05 9.16617303e-05 9.51639390e-05 8.37198761e-05 1.24501921e-04 1.56050217e-04 1.89768395e-04 2.75425861e-04 3.73697285e-04 4.73680305e-04 5.13330309e-04 4.97112955e-04 5.50801322e-04 4.54832045e-04 -9.31112670e-05 -4.02237386e-05 -3.86669534e-05 4.62988412e-06 2.63096772e-05 -2.65719208e-07] | strain in trailing edge on upper surface at location xu,yu_strain with loads P_strain
rotorse.rs.constr.strainL_te | intermediate |  | [ 5.54690996e-04 1.03374930e-03 3.02973271e-04 -1.29802092e-04 6.82345429e-05 2.10039215e-04 3.18495933e-04 2.83274134e-04 2.80744637e-04 2.36974000e-04 2.18598062e-04 2.34931046e-04 2.44902692e-04 2.39188358e-04 2.89124598e-04 3.42739897e-04 4.22541253e-04 5.06818043e-04 6.13785420e-04 7.09020814e-04 7.42295714e-04 7.68845740e-04 9.80306726e-04 9.20880535e-04 -9.31112670e-05 -4.02237386e-05 -3.86669534e-05 4.62988412e-06 2.63096772e-05 -2.65719208e-07] | strain in trailing edge on lower surface at location xl,yl_strain with loads P_strain
rotorse.s | intermediate |  | [0. 0.03448276 0.06896552 0.10344828 0.13793103 0.17241379 0.20689655 0.24137931 0.27586207 0.31034483 0.34482759 0.37931034 0.4137931 0.44827586 0.48275862 0.51724138 0.55172414 0.5862069 0.62068966 0.65517241 0.68965517 0.72413793 0.75862069 0.79310345 0.82758621 0.86206897 0.89655172 0.93103448 0.96551724 1. ] | 1D array of the non-dimensional spanwise grid defined along blade axis (0-blade root, 1-blade tip)
rotorse.rs.constr.rated_Omega | intermediate | rpm | [7.2574654] | rotor rotation speed at rated
rotorse.rs.constr.flap_mode_freqs | intermediate | Hz | [0.52088882 1.44212421 2.73912312 4.37791972 6.78011031] | Frequencies associated with mode shapes in the flap direction
rotorse.rs.constr.edge_mode_freqs | intermediate | Hz | [ 0.85056473 2.17640428 4.85844181 7.84060362 11.68428924] | Frequencies associated with mode shapes in the edge direction
rotorse.rs.constr.tors_mode_freqs | intermediate | Hz | [0. 0. 0. 0. 0.] | Frequencies associated with mode shapes in the torsional direction
rotorse.blade_span_cg | output | m | [32.80013828] | Distance along the blade span for its center of gravity
rotorse.rs.x_az | output | m | [0. 0. 0. 0. 0. 0. 0. 0. 0. 0. 0. 0. 0. 0. 0. 0. 0. 0. 0. 0. 0. 0. 0. 0. 0. 0. 0. 0. 0. 0.] | location of blade in azimuth x-coordinate system (prebend)
rotorse.rs.y_az | output | m | [0. 0. 0. 0. 0. 0. 0. 0. 0. 0. 0. 0. 0. 0. 0. 0. 0. 0. 0. 0. 0. 0. 0. 0. 0. 0. 0. 0. 0. 0.] | location of blade in azimuth y-coordinate system (sweep)
rotorse.rs.z_az | output | m | [ 5. 9.1379309 13.27586218 17.41379339 21.55172397 25.68965483 29.8275866 33.96551734 38.10344794 42.24137925 46.37931072 50.51724133 54.65517201 58.79310371 62.93103471 67.06896529 71.20689629 75.34482799 79.48275867 83.62068928 87.75862075 91.89655206 96.03448266 100.1724134 104.31034517 108.44827603 112.58620661 116.72413775 120.86207007 125. ] | location of blade in azimuth z-coordinate system (from root to tip)
rotorse.rs.frame.Px_af | intermediate | N/m | [ 964.3691826 3943.19655564 5615.73793828 6580.88775914 7213.04325481 6951.05815027 7555.7676389 8391.94639513 9419.76804148 9556.47866143 9448.62087649 9781.99241788 9980.66593665 10387.48913053 10673.58376011 10639.47044476 10747.15725404 11055.08149654 11158.79429335 11474.35647917 11813.32152876 12098.50689282 12132.89269942 12177.69475226 12157.19571677 12766.56478514 12516.634957 11640.04454222 9366.16542649 3534.03942414] | distributed load (force per unit length) in airfoil x-direction
rotorse.rs.frame.Py_af | intermediate | N/m | [ 1959.16152941 1023.08787753 300.71965921 9.09270162 -391.24892386 -571.68802764 -813.68066236 -1033.925714 -1298.0078755 -1299.02147479 -1256.25486543 -1256.67330723 -1239.15096077 -1327.30017309 -1394.55581121 -1427.36923813 -1583.96692943 -1640.40106235 -1671.29630956 -1742.96525293 -1815.89057655 -1941.09801056 -2072.74950308 -2093.4464408 -2079.94725969 -2110.17198347 -1994.07473045 -1708.60949543 -1207.90236767 -441.16990152] | distributed load (force per unit length) in airfoil y-direction
rotorse.rs.frame.Pz_af | intermediate | N/m | [-21149.44099081 -11469.11396612 -4374.14065888 413.10739384 3382.01554464 4472.71940247 5039.62602553 5895.31110997 6956.77780618 8200.30372907 9394.77412704 10443.40883203 11133.83279075 11426.61497703 11409.8878023 11215.8972395 10973.29825423 10665.02004335 10153.57675496 9684.96188847 9321.67488235 8666.8336524 7540.90990465 6270.0931771 4671.54806837 3456.46642583 2439.15891129 1719.16819723 1042.82756628 322.05405398] | distributed load (force per unit length) in airfoil z-direction
rotorse.A | output | m**2 | [1.57860955 1.30595934 1.05804081 1.84787647 1.55674571 1.28151509 1.10780294 1.00524157 0.93257146 0.85178413 0.76594421 0.69901421 0.63097791 0.56402922 0.49669456 0.43008512 0.37222779 0.32857241 0.28410895 0.24882575 0.21780473 0.18329485 0.14423126 0.10926951 0.07285399 0.05148518 0.03444427 0.02224312 0.01093198 0.00301473] | airfoil cross section material area
rotorse.EA | output | N | [4.51188968e+10 3.80435083e+10 3.25912281e+10 2.95328966e+10 2.57359081e+10 2.30482435e+10 2.24141049e+10 2.27574653e+10 2.36588145e+10 2.47425032e+10 2.54622478e+10 2.55120510e+10 2.49698282e+10 2.39445628e+10 2.27140488e+10 2.14949216e+10 2.03823012e+10 1.92422813e+10 1.80101427e+10 1.67621125e+10 1.54462232e+10 1.35122042e+10 1.08374984e+10 8.05032504e+09 5.59053067e+09 4.00160065e+09 2.53758445e+09 1.41251141e+09 6.13395187e+08 1.11366479e+08] | axial stiffness
rotorse.EIxx | output | N*m**2 | [1.35323567e+11 1.51240051e+11 1.40067606e+11 1.21374440e+11 9.66263107e+10 7.61737602e+10 6.28735531e+10 5.82801064e+10 5.71872363e+10 5.52595033e+10 5.02639032e+10 4.38218142e+10 3.61030942e+10 2.82413236e+10 2.07897890e+10 1.49878933e+10 1.09248343e+10 7.67459141e+09 4.87192722e+09 3.16454802e+09 2.36415262e+09 1.88705594e+09 1.45708365e+09 1.08632934e+09 6.46811978e+08 4.22517622e+08 2.43611804e+08 1.34624296e+08 5.05436813e+07 1.83424130e+06] | edgewise stiffness (bending about :ref:`x-axis of airfoil aligned coordinate system <blade_airfoil_coord>`)
rotorse.EIyy | output | N*m**2 | [1.35279995e+11 5.80026057e+10 2.96191867e+10 2.90626469e+10 2.78183616e+10 2.27446656e+10 2.21411348e+10 2.13377781e+10 2.07137711e+10 1.69028661e+10 1.23414504e+10 1.06775411e+10 9.08507077e+09 7.70175662e+09 6.34851234e+09 4.51544312e+09 2.87805988e+09 2.44098303e+09 1.96621951e+09 1.64852810e+09 1.36049639e+09 9.39268914e+08 5.14746171e+08 3.40698830e+08 2.10980914e+08 9.35726485e+07 4.60158877e+07 2.10014945e+07 5.54915129e+06 1.12313628e+05] | flapwise stiffness (bending about y-axis of airfoil aligned coordinate system)
rotorse.EIxy | output | N*m**2 | [5.43395333e+07 5.97913570e+09 7.01140998e+09 7.83071918e+09 7.20047736e+09 5.83312691e+09 4.88386623e+09 4.10912746e+09 3.87247307e+09 3.34135760e+09 2.42012455e+09 1.99501134e+09 1.58382195e+09 1.06510008e+09 7.13417988e+08 4.09662684e+08 1.49490103e+08 9.13099548e+07 4.48350062e+07 1.13165190e+07 3.16076577e+06 2.18747723e+06 6.42771962e+06 5.88122379e+06 5.36509938e+06 6.30165489e+06 3.84915691e+06 2.17334062e+06 7.52880829e+05 2.33062813e+04] | coupled flap-edge stiffness
rotorse.GJ | output | N*m**2 | [7.91818065e+10 3.91602140e+10 1.83214679e+10 1.36911931e+10 8.75784630e+09 4.01984864e+09 2.07940408e+09 1.28381328e+09 8.73860269e+08 5.99783015e+08 4.07977804e+08 3.37813837e+08 2.79667866e+08 2.34227434e+08 1.91326908e+08 1.40469755e+08 9.78421746e+07 8.29630991e+07 6.62340704e+07 5.51028751e+07 4.64063536e+07 3.59959962e+07 2.46137835e+07 2.05706640e+07 1.46055317e+07 6.59061788e+06 3.70700258e+06 2.52715049e+06 1.15230144e+06 4.70655171e+04] | torsional stiffness (about axial z-direction of airfoil aligned coordinate system)
rotorse.rhoA | output | kg/m | [3056.54647363 2528.94125962 2033.63514699 1770.33740889 1292.03106894 894.21428742 682.31308794 603.38872154 572.35838432 564.0277377 555.14571767 540.90399269 513.2792262 474.60962031 431.21162928 388.84260202 351.38663901 317.29038273 282.06689256 252.33543662 228.66552089 200.85458073 165.6103853 130.84969456 92.86904054 65.60405429 44.29114595 29.92185169 17.42707048 5.17574013] | mass per unit length
rotorse.rhoJ | output | kg*m | [1.83337900e+04 1.39585185e+04 1.08550885e+04 9.19945159e+03 6.73100127e+03 4.57074793e+03 3.34474128e+03 2.84159906e+03 2.59095811e+03 2.32382288e+03 1.98435127e+03 1.69411551e+03 1.39144775e+03 1.10776772e+03 8.37812362e+02 6.11141536e+02 4.45092120e+02 3.25667166e+02 2.15438442e+02 1.45950236e+02 1.08896214e+02 8.32200328e+01 6.10757416e+01 4.57333833e+01 2.71341627e+01 1.60900640e+01 9.74447878e+00 6.15672769e+00 2.60391925e+00 1.11900913e-01] | polar mass moment of inertia per unit length
rotorse.x_ec | output | m | [-1.00347993e-16 -1.29508310e-04 2.40294204e-06 -5.51267631e-04 -4.42417855e-04 -1.48830329e-04 9.54509651e-05 2.10846117e-04 2.72147195e-04 2.58826637e-04 -8.51014240e-05 -6.57838220e-05 -4.82671927e-05 -3.06450280e-05 -1.49448433e-05 -8.06648874e-06 -1.04144291e-05 -6.93768523e-06 -3.45634447e-06 -1.00555329e-06 2.28204250e-07 -4.88116283e-06 -8.05945216e-06 -7.92295762e-06 -5.20269219e-06 -2.79125672e-06 -1.73937733e-06 -2.60856196e-06 -7.58012807e-06 -5.82810740e-06] | x-distance to elastic center from point about which above structural properties are computed (airfoil aligned coordinate system)
rotorse.y_ec | output | m | [ 2.21936185e-16 9.63369734e-03 1.07405256e-02 8.06615862e-03 9.54992450e-03 1.00286573e-02 1.22902083e-02 1.32066983e-02 1.38574555e-02 1.27705584e-02 -2.72125518e-03 -2.29483919e-03 -1.87939379e-03 -1.53372622e-03 -1.16501486e-03 -7.92132636e-04 -4.95390884e-04 -3.36321614e-04 -1.90035161e-04 -9.97748493e-05 -5.89240116e-05 3.68577903e-04 3.36012085e-04 3.46284183e-04 2.56962176e-04 2.34669385e-04 2.61335536e-04 3.63501510e-04 3.75667553e-04 2.53143434e-04] | y-distance to elastic center from point about which above structural properties are computed
rotorse.rs.strains.EI11 | intermediate | N*m**2 | [1.35243237e+11 5.76207183e+10 2.91758577e+10 2.84030427e+10 2.70728838e+10 2.21152137e+10 2.15636974e+10 2.08862008e+10 2.03071219e+10 1.66139492e+10 1.21876273e+10 1.05578897e+10 8.99254243e+09 7.64667245e+09 6.31335411e+09 4.49944232e+09 2.87528366e+09 2.43939044e+09 1.96552788e+09 1.64844363e+09 1.36048643e+09 9.39263865e+08 5.14702328e+08 3.40652444e+08 2.10914879e+08 9.34519707e+07 4.59409347e+07 2.09599386e+07 5.53655695e+06 1.11998226e+05] | stiffness w.r.t principal axis 1
rotorse.rs.strains.EI22 | intermediate | N*m**2 | [1.35360325e+11 1.51618407e+11 1.40507176e+11 1.22032114e+11 9.73694364e+10 7.68008936e+10 6.34476046e+10 5.87277134e+10 5.75893405e+10 5.55443834e+10 5.04175376e+10 4.39413311e+10 3.61955343e+10 2.82963514e+10 2.08249163e+10 1.50038806e+10 1.09276055e+10 7.67618182e+09 4.87261821e+09 3.16463232e+09 2.36416252e+09 1.88705915e+09 1.45712626e+09 1.08637476e+09 6.46877644e+08 4.22638080e+08 2.43686584e+08 1.34665665e+08 5.05561891e+07 1.83454956e+06] | stiffness w.r.t principal axis 2
rotorse.rs.strains.alpha | intermediate | deg | [34.07646122 3.65448203 3.61797588 4.8146781 5.91074363 6.15890671 6.7430194 6.27150121 5.99478278 4.94199022 3.63683137 3.43222314 3.34347494 2.96055125 2.82133422 2.23674974 1.06393104 0.9992251 0.8837921 0.42765968 0.18043645 0.13223852 0.39079473 0.45189011 0.70517266 1.09708957 1.11555556 1.09540367 0.95836058 0.77531738] | Angle between blade c.s. and principal axes
rotorse.rs.strains.M1 | intermediate | N*m | [-3.85579636e+07 -3.59350733e+07 -5.62229157e+07 -5.58837856e+07 -5.34980704e+07 -5.03158168e+07 -4.65805763e+07 -4.27425885e+07 -3.89885933e+07 -3.53615273e+07 -3.19008372e+07 -2.85761185e+07 -2.54189566e+07 -2.24301722e+07 -1.96142345e+07 -1.69939271e+07 -1.45527848e+07 -1.23064074e+07 -1.02619151e+07 -8.39772290e+06 -6.71923002e+06 -5.23141818e+06 -3.92987021e+06 -2.81086947e+06 -1.87618780e+06 -1.12978508e+06 -5.77968913e+05 -2.19530501e+05 -4.05876218e+04 7.20164622e+00] | distribution along blade span of bending moment w.r.t principal axis 1
rotorse.rs.strains.M2 | intermediate | N*m | [ 6.33246031e+07 5.93076072e+07 3.18593929e+07 2.18686681e+07 1.48917026e+07 9.46880057e+06 6.35890469e+06 4.51155162e+06 3.10825503e+06 2.05242754e+06 7.32763510e+05 -1.71336076e+05 -5.40956805e+05 -1.02598208e+06 -1.41640313e+06 -1.51183831e+06 -1.60320915e+06 -1.57095570e+06 -1.40287914e+06 -1.25564961e+06 -1.08725781e+06 -8.77167073e+05 -6.66903747e+05 -4.85798833e+05 -3.26710297e+05 -1.86885106e+05 -8.75827990e+04 -3.02844494e+04 -5.22667020e+03 1.03010379e-01] | distribution along blade span of bending moment w.r.t principal axis 2
rotorse.rs.strains.F3 | intermediate | N | [ 6.60963426e+05 7.28450073e+05 7.61229216e+05 7.69424456e+05 7.61572480e+05 7.45321309e+05 7.25640594e+05 7.03016592e+05 6.76426073e+05 6.45066598e+05 6.08662994e+05 5.67618492e+05 5.22975939e+05 4.76299149e+05 4.29051223e+05 3.82239272e+05 3.36330604e+05 2.91561672e+05 2.48488727e+05 2.07443490e+05 1.68119420e+05 1.30901824e+05 9.73685727e+04 6.87940916e+04 4.61562154e+04 2.93396389e+04 1.71417988e+04 8.53836563e+03 2.82389153e+03 -1.45519152e-11] | axial resultant along blade span
rotorse.xu_spar | output |  | [1.44475162 1.60750945 1.28618286 1.318676 1.30126726 1.16641575 1.13634999 1.1002468 1.06371035 0.94531932 0.80641493 0.75388184 0.70520483 0.6630246 0.61805507 0.53822077 0.44720197 0.42286467 0.39264813 0.37211955 0.35249395 0.31542287 0.26567868 0.2501605 0.22792865 0.18086594 0.15803797 0.14263807 0.11305263 0.04116061] | x-position of midpoint of spar cap on upper surface for strain calculation
rotorse.xl_spar | output |  | [-1.44563716 -1.67126226 -1.37922787 -1.42386833 -1.40473128 -1.26942154 -1.21028151 -1.16315284 -1.12158467 -1.00216451 -0.85659994 -0.80120314 -0.74834393 -0.70098182 -0.65022729 -0.56327224 -0.46010939 -0.43371903 -0.40119409 -0.37888678 -0.35832557 -0.31860493 -0.26327773 -0.24634522 -0.22913533 -0.18062432 -0.158176 -0.14318709 -0.11414918 -0.04207494] | x-position of midpoint of spar cap on lower surface for strain calculation
rotorse.yu_spar | output |  | [ 2.03918877 0.42815875 -0.47524522 -0.59337969 -0.63859892 -0.63848742 -0.56000091 -0.55631859 -0.55580863 -0.56406495 -0.5589283 -0.53033836 -0.47930697 -0.42475545 -0.35198753 -0.28279528 -0.226308 -0.17257769 -0.11905263 -0.08201039 -0.0653043 -0.05448898 -0.02319084 -0.01385985 -0.05456261 -0.04519291 -0.04452787 -0.05824449 -0.08088784 -0.05929724] | y-position of midpoint of spar cap on upper surface for strain calculation
rotorse.yl_spar | output |  | [-2.0387162 -1.93485057 -1.85877191 -1.58934047 -1.28860295 -1.01404162 -0.83990469 -0.75737538 -0.7294412 -0.69564778 -0.64205441 -0.58696727 -0.51659424 -0.42195476 -0.33268531 -0.25924963 -0.200933 -0.14277783 -0.08664565 -0.04594628 -0.02933704 -0.02522029 -0.02047445 -0.00987209 -0.02360073 -0.02300351 -0.02947724 -0.04857827 -0.07611994 -0.05809707] | y-position of midpoint of spar cap on lower surface for strain calculation
rotorse.xu_te | output |  | [-1.36021872e-05 -4.74374411e-02 1.27080671e-03 1.15441062e-01 1.34415294e-01 1.74117963e-01 1.84081028e-01 1.85176711e-01 1.83041317e-01 1.72651469e-01 1.44224776e-01 1.39353005e-01 1.35401766e-01 1.33254514e-01 1.30440647e-01 1.07283910e-01 6.42316595e-02 6.50565143e-02 6.58289891e-02 6.65086073e-02 6.66458148e-02 5.30129287e-02 3.07173989e-02 3.29227892e-02 -3.59920178e-02 -3.11327405e-02 -2.45991482e-02 -2.25319226e-02 -1.83034414e-02 -6.97357307e-03] | x-position of midpoint of trailing-edge panel on upper surface for strain calculation
rotorse.xl_te | output |  | [-1.36021872e-05 -4.74374411e-02 1.27080671e-03 2.72826571e-02 5.03840655e-02 1.05970392e-01 1.17050155e-01 1.18698052e-01 1.17059195e-01 1.12671697e-01 9.16205500e-02 8.67138802e-02 8.27329645e-02 8.05641919e-02 7.77922141e-02 5.81882081e-02 1.85180891e-02 1.95286937e-02 2.02583418e-02 2.08355699e-02 2.08867164e-02 4.77863159e-03 -2.50853126e-02 -2.31529977e-02 -3.59920178e-02 -3.11327405e-02 -2.45991482e-02 -2.25319226e-02 -1.83034414e-02 -6.97357307e-03] | x-position of midpoint of trailing-edge panel on lower surface for strain calculation
rotorse.yu_te | output |  | [-2.49980391 -2.91540257 -3.14060379 3.70137201 3.83867164 3.97154502 3.90780725 3.77422022 3.62598095 3.42091539 3.17406594 2.95530109 2.77053505 2.63020153 2.47998873 2.33098298 2.20694837 2.11380578 1.98381456 1.89670605 1.79468529 1.67894461 1.55805403 1.43470885 -0.65870537 -0.60711157 -0.56457297 -0.52974234 -0.45674179 -0.1971909 ] | y-position of midpoint of trailing-edge panel on upper surface for strain calculation
rotorse.yl_te | output |  | [-2.49980391 -2.91540257 -3.14060379 3.71143671 3.84784291 3.97880407 3.91511686 3.78156854 3.63335843 3.42781867 3.1804079 2.96170997 2.77699149 2.63667754 2.48646285 2.33741064 2.21345287 2.1203255 1.99032073 1.90316559 1.80107042 1.68550681 1.56516148 1.44164951 -0.65870537 -0.60711157 -0.56457297 -0.52974234 -0.45674179 -0.1971909 ] | y-position of midpoint of trailing-edge panel on lower surface for strain calculation
rotorse.rs.tip_pos.dx_tip | intermediate | m | [21.58063984] | deflection at tip in blade x-direction
rotorse.rs.tip_pos.dy_tip | intermediate | m | [-2.41933782] | deflection at tip in blade y-direction
rotorse.rs.tip_pos.dz_tip | intermediate | m | [-0.00209494] | deflection at tip in blade z-direction
rotorse.rs.tip_pos.3d_curv_tip | intermediate | deg | [4.] | total coning angle including precone and curvature
rotorse.rs.tot_loads_gust.aeroloads_Px | intermediate | N/m | [ 518.38963862 1803.95565407 3123.90299948 4133.21423556 5166.39713786 5396.38999652 6190.30334398 7065.26917632 8018.0911265 8106.72687665 7977.23790519 8282.88974329 8488.08396415 8967.31736501 9322.42539485 9354.50068696 9517.64814131 9893.45420286 10080.27157302 10471.48264346 10862.92571351 11222.49878767 11377.08521836 11559.2313959 11689.82186246 12392.08570986 12207.11809939 11376.01723617 9169.95421834 3462.72150942] | distributed loads in blade-aligned x-direction
rotorse.rs.tot_loads_gust.aeroloads_Py | intermediate | N/m | [ 122.47165231 -1905.65326748 -2746.19748494 -2744.70529904 -2623.22644943 -2171.1032889 -2297.57434884 -2433.92135897 -2782.09117521 -2696.57035157 -2475.79595905 -2387.7779936 -2285.97678553 -2125.22996419 -2070.11210727 -2044.25808998 -2161.51590285 -2160.77077249 -2131.42579324 -2134.51744056 -2189.97665266 -2302.65021935 -2389.17589772 -2343.10079207 -2329.18346508 -2473.38063985 -2511.33239247 -2353.45150053 -1849.86026111 -707.14656828] | distributed loads in blade-aligned y-direction
rotorse.rs.tot_loads_gust.aeroloads_Pz | intermediate | N/m | [0. 0. 0. 0. 0. 0. 0. 0. 0. 0. 0. 0. 0. 0. 0. 0. 0. 0. 0. 0. 0. 0. 0. 0. 0. 0. 0. 0. 0. 0.] | distributed loads in blade-aligned z-direction
rotorse.rs.tot_loads_gust.aeroloads_Omega | intermediate | rpm | [7.2574654] | rotor rotation speed
rotorse.rs.tot_loads_gust.aeroloads_pitch | intermediate | deg | [4.57677796] | pitch angle
rotorse.rs.3d_curv | output | deg | [4. 4. 4. 4. 4. 4. 4. 4. 4. 4. 4. 4. 4. 4. 4. 4. 4. 4. 4. 4. 4. 4. 4. 4. 4. 4. 4. 4. 4. 4.] | total cone angle from precone and curvature
rotorse.stall_check.aoa_along_span | intermediate | deg | [10.07825652 10.90667236 10.6128118 11.19315657 11.71676446 11.33373962 10.65899857 10.2470739 9.34515613 8.70158878 8.66330544 8.64682434 8.52195412 9.18536828 9.43954463 9.57622371 9.66610888 9.66969838 9.7578607 9.8564882 9.72239821 9.61939582 9.63074978 9.75450736 9.56776284 8.94280299 8.04968358 7.06837279 6.14693193 6.18856782] | Angle of attack along blade span
financese.plant_aep | output | USD/kW/h | [2.67114288e+09]
financese.capacity_factor | output |  | [0.50820831] | Capacity factor of the wind farm
financese.lcoe | output | USD/kW/h | [0.08471577] | Levelized cost of energy: LCOE is the cost that, if assigned to every unit of electricity by an asset over an evaluation period, will equal the total costs during that same period when discounted to the base year.
financese.lvoe | output | USD/kW/h | [0.04] | Levelized value of energy: LVOE is the discounted sum of total value divided by the discounted sum of electrical energy generated.
financese.value_factor | output |  | [0.56338028] | Value factor is the LVOE divided by a benchmark price.
financese.nvoc | output | USD/kW/year | [-199.07035975] | Net value of capacity: NVOC is the difference in an asset’s total annualized value and annualized cost, divided by the installed capacity of the asset. NVOC ≥ 0 for economic viability.
financese.nvoe | output | USD/kW/h | [-0.04471577] | Net value of energy: NVOE is the difference between LVOE and LCOE. NVOE ≥ 0 for economic viability.
financese.slcoe | output | USD/kW/h | [0.11571577] | System LCOE: SLCOE is the negative of NVOE but further adjusted by a benchmark price. System LCOE ≤ benchmark price for economic viability.
financese.bcr | output |  | [0.4721671] | Benefit cost ratio: BCR is the discounted sum of total value divided by the discounted sum of total cost. A higher BCR is more competitive. BCR ≥ 1 for economic viability
financese.cbr | output |  | [2.1178943] | Cost benefit ratio: CBR is the inverse of BCR. CBR ≤ 1 for economic viability. A lower CBR is more competitive.
financese.roi | output |  | [-0.5278329] | Return on investment: ROI can also be expressed as BCR – 1. A higher ROI is more competitive. ROI ≥ 0 for economic viability.
financese.pm | output |  | [-1.1178943] | Profit margin: PM can also be expressed as 1 - CBR. A higher PM is more competitive. PM ≥ 0 for economic viability.
financese.plcoe | output | USD/kW/h | [0.1503705] | Profitability adjusted PLCOE is the product of a benchmark price and CBR, which is equal to LCOE divided by value factor. A lower PLCOE is more competitive. PLCOE ≤ benchmark price for economic viability.
orbit.bos_capex | output | USD | [6.46122083e+08] | Total BOS CAPEX not including commissioning or decommissioning.
orbit.total_capex | output | USD | [1.96437208e+09] | Total BOS CAPEX including commissioning and decommissioning.
orbit.total_capex_kW | output | USD/kW | [3273.95347235] | Total BOS CAPEX including commissioning and decommissioning.
orbit.installation_time | output | h | [8762.88532022] | Total balance of system installation time.
orbit.installation_capex | output | USD | [2.20552726e+08] | Total balance of system installation cost.
fixedse.env.Px | output | N/m | [ 0. 0. 0. 29069.68507225 29496.59604729 30792.37154451 33002.9408802 36205.80484448 40515.42263667 46090.4507879 53146.30144285 61976.51807142 72988.80330741 569.47312883 670.59048478 737.76444728 765.0455927 789.50611828 811.74564393]
fixedse.env.Py | output | N/m | [0. 0. 0. 0. 0. 0. 0. 0. 0. 0. 0. 0. 0. 0. 0. 0. 0. 0. 0.]
fixedse.env.Pz | output | N/m | [0. 0. 0. 0. 0. 0. 0. 0. 0. 0. 0. 0. 0. 0. 0. 0. 0. 0. 0.]
fixedse.env.qdyn | output | N/m**2 | [0.00000000e+00 0.00000000e+00 0.00000000e+00 3.11498549e+05 2.78134940e+05 2.45058548e+05 2.12283107e+05 1.79832158e+05 1.47740077e+05 1.16053604e+05 8.48339892e+04 5.41599074e+04 2.41313517e+04 9.45955644e+01 1.11716667e+02 1.23134535e+02 1.27775357e+02 1.31936564e+02 1.35719352e+02]
fixedse.env.wave.U | output | m/s | [0. 0. 0. 0.70923173 0.71904559 0.74875877 0.79919357 0.87174575 0.96842316 1.09190133 1.24559745 1.43376502 1.6616115 0. 0. 0. 0. 0. 0. ]
fixedse.env.wave.W | output | m/s | [ 0. 0. 0. -0. -0.11839305 -0.24006259 -0.36837577 -0.50688362 -0.65941927 -0.83020411 -1.02396453 -1.24606279 -1.50264538 0. 0. 0. 0. 0. 0. ]
fixedse.env.wave.V | output | m/s | [0. 0. 0. 0.70923173 0.7287273 0.78630131 0.88000629 1.00840054 1.17161308 1.3716732 1.61245663 1.89956696 2.24028924 0. 0. 0. 0. 0. 0. ]
fixedse.env.wave.A | output | m/s**2 | [0. 0. 0. 0.4715592 0.47808431 0.49784022 0.53137368 0.57961271 0.6438923 0.72599136 0.82818197 0.9532922 1.10478444 0. 0. 0. 0. 0. 0. ]
fixedse.env.wave.p | output | N/m**2 | [ 0. 0. 0. 311240.75625003 277869.9635048 244771.21998735 211955.76760966 179442.68825987 147259.43188635 115442.57616473 84038.8387714 53106.37027765 22716.363445 0. 0. 0. 0. 0. 0. ]
fixedse.env.wave.phase_speed | output | m/s | [13.33783849]
fixedse.env.waveLoads.waveLoads_Px | output | N/m | [ 0. 0. 0. 29069.68507225 29496.59604729 30792.37154451 33002.9408802 36205.80484448 40515.42263667 46090.4507879 53146.30144285 61976.51807142 72988.80330741 0. 0. 0. 0. 0. 0. ]
fixedse.env.waveLoads.waveLoads_Py | output | N/m | [0. 0. 0. 0. 0. 0. 0. 0. 0. 0. 0. 0. 0. 0. 0. 0. 0. 0. 0.]
fixedse.env.waveLoads.waveLoads_Pz | output | N/m | [0. 0. 0. 0. 0. 0. 0. 0. 0. 0. 0. 0. 0. 0. 0. 0. 0. 0. 0.]
fixedse.env.waveLoads.waveLoads_qdyn | output | N/m**2 | [ 0. 0. 0. 257.79244552 264.97611468 287.32784543 327.33905972 389.46958299 480.64475584 611.02736295 795.15042154 1053.5370953 1414.98829614 0. 0. 0. 0. 0. 0. ]
fixedse.env.waveLoads.waveLoads_pt | output | N/m**2 | [ 0. 0. 0. 311498.54869554 278134.93961948 245058.54783278 212283.10666939 179832.15784286 147740.07664219 116053.60352768 84833.98919294 54159.90737295 24131.35174114 0. 0. 0. 0. 0. 0. ]
fixedse.env.waveLoads.waveLoads_z | output | m | [-75. -60. -45. -30. -26.66666667 -23.33333333 -20. -16.66666667 -13.33333333 -10. -6.66666667 -3.33333333 0. 3.33333333 6.66666667 10. 11.66666667 13.33333333 15. ]
fixedse.env.waveLoads.waveLoads_beta | output | deg | [0.]
fixedse.env.wind.U | output | m/s | [ 0. 0. 0. 0. 0. 0. 0. 0. 0. 0. 0. 0. 0. 12.42745903 13.50535298 14.17871557 14.44343546 14.67673791 14.88565131]
fixedse.env.windLoads.windLoads_Px | output | N/m | [ 0. 0. 0. 0. 0. 0. 0. 0. 0. 0. 0. 0. 0. 569.47312883 670.59048478 737.76444728 765.0455927 789.50611828 811.74564393]
fixedse.env.windLoads.windLoads_Py | output | N/m | [0. 0. 0. 0. 0. 0. 0. 0. 0. 0. 0. 0. 0. 0. 0. 0. 0. 0. 0.]
fixedse.env.windLoads.windLoads_Pz | output | N/m | [0. 0. 0. 0. 0. 0. 0. 0. 0. 0. 0. 0. 0. 0. 0. 0. 0. 0. 0.]
fixedse.env.windLoads.windLoads_qdyn | output | N/m**2 | [ 0. 0. 0. 0. 0. 0. 0. 0. 0. 0. 0. 0. 0. 94.59556442 111.71666738 123.1345348 127.77535713 131.93656434 135.7193516 ]
fixedse.env.windLoads.windLoads_z | output | m | [-75. -60. -45. -30. -26.66666667 -23.33333333 -20. -16.66666667 -13.33333333 -10. -6.66666667 -3.33333333 0. 3.33333333 6.66666667 10. 11.66666667 13.33333333 15. ]
fixedse.env.windLoads.windLoads_beta | output | deg | [0.]
fixedse.g2e.Px | output | N/m | [0. 0. 0. 0. 0. 0. 0. 0. 0. 0. 0. 0. 0. 0. 0. 0. 0. 0. 0.]
fixedse.g2e.Py | output | N/m | [0. 0. 0. 0. 0. 0. 0. 0. 0. 0. 0. 0. 0. 0. 0. 0. 0. 0. 0.]
fixedse.g2e.Pz | output | N/m | [ 0. 0. 0. -29069.68507225 -29496.59604729 -30792.37154451 -33002.9408802 -36205.80484448 -40515.42263667 -46090.4507879 -53146.30144285 -61976.51807142 -72988.80330741 -569.47312883 -670.59048478 -737.76444728 -765.0455927 -789.50611828 -811.74564393]
fixedse.g2e.qdyn | output | Pa | [0.00000000e+00 0.00000000e+00 0.00000000e+00 3.11498549e+05 2.78134940e+05 2.45058548e+05 2.12283107e+05 1.79832158e+05 1.47740077e+05 1.16053604e+05 8.48339892e+04 5.41599074e+04 2.41313517e+04 9.45955644e+01 1.11716667e+02 1.23134535e+02 1.27775357e+02 1.31936564e+02 1.35719352e+02]
fixedse.monopile.section_L | output | m | [15. 15. 15. 3.33333333 3.33333333 3.33333333 3.33333333 3.33333333 3.33333333 3.33333333 3.33333333 3.33333333 3.33333333 3.33333333 3.33333333 1.66666667 1.66666667 1.66666667 12.30150617 12.30150617 12.30150617 17.57358025 17.57358025 17.57358025 10.54414815 10.54414815 10.54414815 7.0294321 7.0294321 7.0294321 ]
fixedse.f1 | output | Hz | [0.13697691]
fixedse.f2 | output | Hz | [0.13778194]
fixedse.structural_frequencies | output | Hz | [0.13697691 0.13778194 0.63484844 0.78538724 0.88748211 1.65151809]
fixedse.fore_aft_freqs | output | Hz | [0.13778194 0.88748211 1.73205262]
fixedse.side_side_freqs | output | Hz | [0.13697691 0.78538724 1.65151809]
fixedse.torsion_freqs | output | Hz | [3.81178817 0. 0. ]
fixedse.fore_aft_modes | output |  | [[ 0.53417505 0.82389242 0.19040091 -0.82572295 0.27725457] [ -3.74980812 -2.22024127 14.53940636 -12.42345095 4.85409398] [ -6.04167504 0.69734142 34.98896009 -36.97286065 8.32823418]]
fixedse.side_side_modes | output |  | [[ 0.53025602 0.82033671 0.2013558 -0.83736973 0.28542119] [ -3.86117326 -2.50872715 14.3168147 -12.64716699 5.7002527 ] [ -5.66617222 0.173008 31.55077122 -31.76127943 6.70367243]]
fixedse.torsion_modes | output |  | [[ -0.319973 1.78758554 6.77563885 -13.16215299 5.91890161] [ 0. 0. 0. 0. 0. ] [ 0. 0. 0. 0. 0. ]]
fixedse.tower_fore_aft_modes | output |  | [[ 0.72826049 0.17685078 0.5220326 -0.60628406 0.17914017] [ 4.167804 0.44536251 -6.84372568 4.58229984 -1.35174067] [-1.74125232 0.23310238 7.40483568 -6.33829425 1.44160852]]
fixedse.tower_side_side_modes | output |  | [[ 0.72620247 0.17670975 0.52614176 -0.6097572 0.18070321] [ 3.16641433 0.37069464 -4.60494932 3.07676197 -1.00892162] [-2.10410819 0.19179295 8.16646981 -6.75725616 1.50310159]]
fixedse.tower_torsion_modes | output |  | [[ 0.33846459 0.37178509 2.3348144 -3.03307751 0.98801342] [ 0. 0. 0. 0. 0. ] [ 0. 0. 0. 0. 0. ]]
fixedse.monopile.monopile_deflection | output | m | [[2.92229001e-05] [2.70674842e-04] [8.70540336e-04] [6.79274909e-03] [1.24208150e-02] [1.95650057e-02] [2.81961057e-02] [3.82848089e-02] [4.98017257e-02] [6.27173913e-02] [7.70022728e-02] [9.26267769e-02] [1.09561258e-01] [1.27776027e-01] [1.47241386e-01] [1.67927613e-01] [1.78719232e-01] [1.89804900e-01] [2.01180891e-01] [3.06621326e-01] [4.48963792e-01] [6.24217703e-01] [9.35485281e-01] [1.31295854e+00] [1.73977411e+00] [2.01342264e+00] [2.29808549e+00] [2.59110949e+00] [2.78794900e+00] [2.98256468e+00] [3.17380229e+00]]
fixedse.monopile.top_deflection | output | m | [3.17380229]
fixedse.monopile.monopile_Fz | output | N | [[-30338397.55526672] [-27895998.31074427] [-25237756.6454917 ] [-24598366.89515398] [-23956134.71048207] [-23308117.05870664] [-22651167.23518506] [-21981821.82551447] [-21296166.74615783] [-20589670.72335202] [-19856962.6849096 ] [-19091514.5090494 ] [-18427387.95906909] [-17882586.46628783] [-17337507.29293201] [-17064889.7808155 ] [-16792229.5817985 ] [-16519530.85532185]]
fixedse.monopile.monopile_Vx | output | N | [[ -906641.62594678] [ -6776850.53139666] [-17527337.20247833] [ 2938253.34794725] [ 2938401.49189585] [ 2938551.71611236] [ 2938706.19884318] [ 2938867.39462976] [ 2939038.18146589] [ 2939222.04621659] [ 2939423.349031 ] [ 2939647.72865988] [ 2939638.52336132] [ 2939303.54878222] [ 2939404.23828282] [ 2938595.55497086] [ 2938619.74987751] [ 2938643.63287295]]
fixedse.monopile.monopile_Vy | output | N | [[ -4249.09602573] [-31900.20878525] [-84367.52596248] [ 8740.68297936] [ 8741.38638512] [ 8742.10437757] [ 8742.84748046] [ 8743.62767774] [ 8744.4591437 ] [ 8745.35917247] [ 8746.34950771] [ 8747.45838114] [ 8747.4502656 ] [ 8745.8660274 ] [ 8746.3859344 ] [ 8742.47020049] [ 8742.59709547] [ 8742.72302975]]
fixedse.monopile.monopile_Mxx | output | N*m | [[ -27485.28267876] [ -396373.06869389] [-2167565.07315623] [-2458534.58844136] [-2428586.32450856] [-2398489.10003824] [-2368254.38356334] [-2337893.77450472] [-2307419.10391631] [-2276842.55231375] [-2246176.79193677] [-2215435.16395517] [-2184631.88079126] [-2153768.98209865] [-2122844.64896321] [-2107369.23246851] [-2091881.94769415] [-2076383.70429256]]
fixedse.monopile.monopile_Myy | output | N*m | [[5.90965417e+06] [8.51960726e+07] [4.58964116e+08] [5.17644587e+08] [5.07676477e+08] [4.97677334e+08] [4.87649811e+08] [4.77596566e+08] [4.67520283e+08] [4.57423697e+08] [4.47309621e+08] [4.37180982e+08] [4.27040858e+08] [4.16889781e+08] [4.06727485e+08] [4.01644175e+08] [3.96558813e+08] [3.91471599e+08]]
fixedse.monopile.monopile_Mzz | output | N*m | [[ 838706.91512256] [1918655.26645977] [3550492.25030067] [6203592.99571992] [6203569.49534595] [6203545.89067929] [6203522.07355508] [6203497.92832609] [6203473.3277088 ] [6203448.1278605 ] [6203422.16226017] [6203395.23352843] [6203367.10176986] [6203342.6939914 ] [6203322.67175479] [6203302.63944235] [6203292.62047082] [6203282.59996284]]
fixedse.monopile.mudline_F | output | N | [[ 2.93825335e+06] [ 8.74068298e+03] [-2.52377566e+07]]
fixedse.monopile.mudline_M | output | N*m | [[-2.48832246e+06] [ 5.27579002e+08] [ 6.20359300e+06]]
fixedse.monopile.monopile_tower_z_full | output | m | [-75. -60. -45. -30. -26.66666667 -23.33333333 -20. -16.66666667 -13.33333333 -10. -6.66666667 -3.33333333 0. 3.33333333 6.66666667 10. 11.66666667 13.33333333 15. 27.30150617 39.60301235 51.90451852 69.47809877 87.05167901 104.62525926 115.16940741 125.71355556 136.2577037 143.2871358 150.3165679 157.346 ]
fixedse.monopile.monopile_tower_outer_diameter_full | output | m | [8.51863396 8.51863396 8.51863396 8.51863396 8.51863396 8.51863396 8.51863396 8.51863396 8.51863396 8.51863396 8.51863396 8.51863396 8.51863396 8.51863396 8.51863396 8.51863396 8.51863396 8.51863396 8.51863396 8.51863396 8.51863396 8.51863396 8.51863396 8.51863396 8.51863396 7.6790893 6.83954465 6. 6. 6. 6. ]
fixedse.monopile.monopile_tower_t_full | output | m | [0.075 0.075 0.075 0.075 0.075 0.075 0.075 0.075 0.075 0.075 0.075 0.075 0.075 0.075 0.075 0.075 0.075 0.075 0.02820639 0.02820639 0.02820639 0.02 0.02 0.02 0.02 0.02 0.02 0.02 0.02 0.02 ]
fixedse.monopile.monopile_tower_rho_sec | output | kg/m**3 | [7800. 7800. 7800. 7800. 7800. 7800. 7800. 7800. 7800. 7800. 7800. 7800. 7800. 7800. 7800. 7800. 7800. 7800. 7800. 7800. 7800. 7800. 7800. 7800. 7800. 7800. 7800. 7800. 7800. 7800.]
fixedse.monopile.monopile_tower_E_sec | output | Pa | [2.e+11 2.e+11 2.e+11 2.e+11 2.e+11 2.e+11 2.e+11 2.e+11 2.e+11 2.e+11 2.e+11 2.e+11 2.e+11 2.e+11 2.e+11 2.e+11 2.e+11 2.e+11 2.e+11 2.e+11 2.e+11 2.e+11 2.e+11 2.e+11 2.e+11 2.e+11 2.e+11 2.e+11 2.e+11 2.e+11]
fixedse.monopile.monopile_tower_G_sec | output | Pa | [7.93e+10 7.93e+10 7.93e+10 7.93e+10 7.93e+10 7.93e+10 7.93e+10 7.93e+10 7.93e+10 7.93e+10 7.93e+10 7.93e+10 7.93e+10 7.93e+10 7.93e+10 7.93e+10 7.93e+10 7.93e+10 7.93e+10 7.93e+10 7.93e+10 7.93e+10 7.93e+10 7.93e+10 7.93e+10 7.93e+10 7.93e+10 7.93e+10 7.93e+10 7.93e+10]
fixedse.monopile.monopile_tower_A_sec | output | m**2 | [2.12874829 2.12874829 2.12874829 2.12874829 2.12874829 2.12874829 2.12874829 2.12874829 2.12874829 2.12874829 2.12874829 2.12874829 2.12874829 2.12874829 2.12874829 2.12874829 2.12874829 2.12874829 0.8050274 0.8050274 0.8050274 0.57136386 0.57136386 0.57136386 0.54314254 0.48669988 0.43025722 0.4020359 0.4020359 0.4020359 ]
fixedse.monopile.monopile_tower_Asx_sec | output | m**2 | [1.2128446 1.2128446 1.2128446 1.2128446 1.2128446 1.2128446 1.2128446 1.2128446 1.2128446 1.2128446 1.2128446 1.2128446 1.2128446 1.2128446 1.2128446 1.2128446 1.2128446 1.2128446 0.45750053 0.45750053 0.45750053 0.32456837 0.32456837 0.32456837 0.30855375 0.27652458 0.2444955 0.22848101 0.22848101 0.22848101]
fixedse.monopile.monopile_tower_Asy_sec | output | m**2 | [1.2128446 1.2128446 1.2128446 1.2128446 1.2128446 1.2128446 1.2128446 1.2128446 1.2128446 1.2128446 1.2128446 1.2128446 1.2128446 1.2128446 1.2128446 1.2128446 1.2128446 1.2128446 0.45750053 0.45750053 0.45750053 0.32456837 0.32456837 0.32456837 0.30855375 0.27652458 0.2444955 0.22848101 0.22848101 0.22848101]
fixedse.monopile.monopile_tower_J0_sec | output | kg*m**2 | [37.94524656 37.94524656 37.94524656 37.94524656 37.94524656 37.94524656 37.94524656 37.94524656 37.94524656 37.94524656 37.94524656 37.94524656 37.94524656 37.94524656 37.94524656 37.94524656 37.94524656 37.94524656 14.50823516 14.50823516 14.50823516 10.31700005 10.31700005 10.31700005 8.86251179 6.37675525 4.40556353 3.59428131 3.59428131 3.59428131]
fixedse.monopile.monopile_tower_Ixx_sec | output | kg*m**2 | [18.97262328 18.97262328 18.97262328 18.97262328 18.97262328 18.97262328 18.97262328 18.97262328 18.97262328 18.97262328 18.97262328 18.97262328 18.97262328 18.97262328 18.97262328 18.97262328 18.97262328 18.97262328 7.25411758 7.25411758 7.25411758 5.15850002 5.15850002 5.15850002 4.43125589 3.18837762 2.20278177 1.79714065 1.79714065 1.79714065]
fixedse.monopile.monopile_tower_Iyy_sec | output | kg*m**2 | [18.97262328 18.97262328 18.97262328 18.97262328 18.97262328 18.97262328 18.97262328 18.97262328 18.97262328 18.97262328 18.97262328 18.97262328 18.97262328 18.97262328 18.97262328 18.97262328 18.97262328 18.97262328 7.25411758 7.25411758 7.25411758 5.15850002 5.15850002 5.15850002 4.43125589 3.18837762 2.20278177 1.79714065 1.79714065 1.79714065]
fixedse.monopile.monopile_tower_sigma_y_full | output | Pa | [3.45e+08 3.45e+08 3.45e+08 3.45e+08 3.45e+08 3.45e+08 3.45e+08 3.45e+08 3.45e+08 3.45e+08 3.45e+08 3.45e+08 3.45e+08 3.45e+08 3.45e+08 3.45e+08 3.45e+08 3.45e+08 3.45e+08 3.45e+08 3.45e+08 3.45e+08 3.45e+08 3.45e+08 3.45e+08 3.45e+08 3.45e+08 3.45e+08 3.45e+08 3.45e+08]
fixedse.monopile.monopile_tower_bending_height | output | m | [187.346]
fixedse.monopile.monopile_tower_qdyn | output | Pa | [[0.00000000e+00] [0.00000000e+00] [0.00000000e+00] [3.11498549e+05] [2.78134940e+05] [2.45058548e+05] [2.12283107e+05] [1.79832158e+05] [1.47740077e+05] [1.16053604e+05] [8.48339892e+04] [5.41599074e+04] [2.41313517e+04] [9.45955644e+01] [1.11716667e+02] [1.23134535e+02] [1.27775357e+02] [1.31936564e+02] [1.35719352e+02] [1.56698435e+02] [1.71330486e+02] [1.82822277e+02] [1.96075520e+02] [2.06979051e+02] [2.16317993e+02] [2.21360836e+02] [2.26064090e+02] [2.30476436e+02] [2.33275754e+02] [2.35972568e+02] [2.38575171e+02]]
fixedse.monopile.monopile_tower_Fz | output | N | [[-3.03383976e+07] [-2.78959983e+07] [-2.52377566e+07] [-2.45983669e+07] [-2.39561347e+07] [-2.33081171e+07] [-2.26511672e+07] [-2.19818218e+07] [-2.12961667e+07] [-2.05896707e+07] [-1.98569627e+07] [-1.90915145e+07] [-1.84273880e+07] [-1.78825865e+07] [-1.73375073e+07] [-1.70648898e+07] [-1.67922296e+07] [-1.65195309e+07] [-1.47715340e+07] [-1.40034177e+07] [-1.32340220e+07] [-1.24476267e+07] [-1.16599480e+07] [-1.08710097e+07] [-1.04197707e+07] [-1.00142886e+07] [-9.65540924e+06] [-9.43208162e+06] [-9.20909770e+06] [-9.16770659e-10]]
fixedse.monopile.monopile_tower_Vx | output | N | [[-9.06641626e+05] [-6.77685053e+06] [-1.75273372e+07] [ 2.93825335e+06] [ 2.93840149e+06] [ 2.93855172e+06] [ 2.93870620e+06] [ 2.93886739e+06] [ 2.93903818e+06] [ 2.93922205e+06] [ 2.93942335e+06] [ 2.93964773e+06] [ 2.93963852e+06] [ 2.93930355e+06] [ 2.93940424e+06] [ 2.93859555e+06] [ 2.93861975e+06] [ 2.93864363e+06] [ 2.94100250e+06] [ 2.94215656e+06] [ 2.94319360e+06] [ 2.94467959e+06] [ 2.94617445e+06] [ 2.94729612e+06] [ 2.94356902e+06] [ 2.94319085e+06] [ 2.94270438e+06] [ 2.94084262e+06] [ 2.94080050e+06] [ 3.03490411e+03]]
fixedse.monopile.monopile_tower_Vy | output | N | [[-4.24909603e+03] [-3.19002088e+04] [-8.43675260e+04] [ 8.74068298e+03] [ 8.74138639e+03] [ 8.74210438e+03] [ 8.74284748e+03] [ 8.74362768e+03] [ 8.74445914e+03] [ 8.74535917e+03] [ 8.74634951e+03] [ 8.74745838e+03] [ 8.74745027e+03] [ 8.74586603e+03] [ 8.74638593e+03] [ 8.74247020e+03] [ 8.74259710e+03] [ 8.74272303e+03] [ 8.75453913e+03] [ 8.76093556e+03] [ 8.76698696e+03] [ 8.77618827e+03] [ 8.78662301e+03] [ 8.79588159e+03] [ 8.77510878e+03] [ 8.77446896e+03] [ 8.77377440e+03] [ 8.76241102e+03] [ 8.76403834e+03] [ 2.65953606e+01]]
fixedse.monopile.monopile_tower_Mxx | output | N*m | [[-2.74852827e+04] [-3.96373069e+05] [-2.16756507e+06] [-2.45853459e+06] [-2.42858632e+06] [-2.39848910e+06] [-2.36825438e+06] [-2.33789377e+06] [-2.30741910e+06] [-2.27684255e+06] [-2.24617679e+06] [-2.21543516e+06] [-2.18463188e+06] [-2.15376898e+06] [-2.12284465e+06] [-2.10736923e+06] [-2.09188195e+06] [-2.07638370e+06] [-1.96074416e+06] [-1.84247841e+06] [-1.72208105e+06] [-1.54604695e+06] [-1.36557520e+06] [-1.18203895e+06] [-1.07112761e+06] [-9.59335897e+05] [-8.46266803e+05] [-7.70118850e+05] [-6.93314748e+05] [-2.30640204e-04]]
fixedse.monopile.monopile_tower_Myy | output | N*m | [[ 5.90965417e+06] [ 8.51960726e+07] [ 4.58964116e+08] [ 5.17644587e+08] [ 5.07676477e+08] [ 4.97677334e+08] [ 4.87649811e+08] [ 4.77596566e+08] [ 4.67520283e+08] [ 4.57423697e+08] [ 4.47309621e+08] [ 4.37180982e+08] [ 4.27040858e+08] [ 4.16889781e+08] [ 4.06727485e+08] [ 4.01644175e+08] [ 3.96558813e+08] [ 3.91471599e+08] [ 3.53696134e+08] [ 3.15455124e+08] [ 2.76862584e+08] [ 2.21118623e+08] [ 1.64793372e+08] [ 1.08190127e+08] [ 7.42385607e+07] [ 4.02967751e+07] [ 6.38665781e+06] [-1.61643992e+07] [-3.86504530e+07] [ 2.63243859e-02]]
fixedse.monopile.monopile_tower_Mzz | output | N*m | [[ 838706.91512256] [1918655.26645977] [3550492.25030067] [6203592.99571992] [6203569.49534595] [6203545.89067929] [6203522.07355508] [6203497.92832609] [6203473.3277088 ] [6203448.1278605 ] [6203422.16226017] [6203395.23352843] [6203367.10176986] [6203342.6939914 ] [6203322.67175479] [6203302.63944235] [6203292.62047082] [6203282.59996284] [6204175.68391997] [6204101.09023457] [6204026.42521217] [6204477.75367142] [6204370.03784345] [6204262.14996872] [6204231.45738325] [6204340.55032524] [6204486.59417308] [6204544.60103694] [6204501.12571436] [ 0. ]]
fixedse.post.axial_stress | output | Pa | [[-1.29250341e+07] [ 6.02214563e+06] [ 9.11820202e+07] [ 1.04656193e+08] [ 1.02720059e+08] [ 1.00779677e+08] [ 9.88371201e+07] [ 9.68946111e+07] [ 9.49545920e+07] [ 9.30198052e+07] [ 9.10934055e+07] [ 8.91791165e+07] [ 8.72146526e+07] [ 8.51916758e+07] [ 8.31663110e+07] [ 8.21531800e+07] [ 8.11396084e+07] [ 8.01256392e+07]]
fixedse.post.shear_stress | output | Pa | [[ 841685.46303621] [ 5802996.15814812] [14850135.39663958] [ 3118971.20624392] [ 3119090.71539672] [ 3119211.92806838] [ 3119336.62811681] [ 3119466.82637009] [ 3119604.88149375] [ 3119753.6523192 ] [ 3119916.71516963] [ 3120098.69713287] [ 3120087.94954251] [ 3119809.01792929] [ 3119889.79065359] [ 3119220.76958028] [ 3119239.59407628] [ 3119258.16122535]]
fixedse.post.hoop_stress | output | Pa | [[-0.00000000e+00] [-0.00000000e+00] [-8.76726574e+06] [-1.65954978e+07] [-1.47255143e+07] [-1.28720851e+07] [-1.10362592e+07] [-9.21966681e+06] [-7.42459092e+06] [-5.65407100e+06] [-3.91204528e+06] [-2.20354245e+06] [-6.81850104e+05] [-5.80674989e+03] [-6.60999195e+03] [-7.06197094e+03] [-7.30970800e+03] [-7.53329527e+03]]
fixedse.post.hoop_stress_euro | output | Pa | [[0.] [0.] [0.] [0.] [0.] [0.] [0.] [0.] [0.] [0.] [0.] [0.] [0.] [0.] [0.] [0.] [0.] [0.]]
fixedse.post.constr_stress | output |  | [[0.066166 ] [0.0596044 ] [0.50491784] [0.57987589] [0.56440105] [0.54903008] [0.53378049] [0.51867246] [0.50372928] [0.48897777] [0.47444906] [0.46017941] [0.44624912] [0.434252 ] [0.4239723 ] [0.41883029] [0.41368619] [0.40854029]]
fixedse.post.constr_shell_buckling | output |  | [[0.06027752] [0.08188148] [0.28854997] [0.10056626] [0.09242785] [0.08463449] [0.07725925] [0.07039797] [0.06399725] [0.05742941] [0.05162484] [0.04675916] [0.04334563] [0.04168935] [0.04077031] [0.03732976] [0.03688336] [0.03643843]]
fixedse.post.constr_global_buckling | output |  | [[0.09154309] [0.17353946] [0.58365397] [0.64710948] [0.63383498] [0.62052047] [0.60715874] [0.59374166] [0.58025979] [0.5667019 ] [0.55305432] [0.53929993] [0.52587779] [0.51284328] [0.49980712] [0.49329078] [0.48677495] [0.48025986]]
fixedse.post_monopile_tower.axial_stress | output | Pa | [[-1.29250341e+07] [ 6.02214563e+06] [ 9.11820202e+07] [ 1.04656193e+08] [ 1.02720059e+08] [ 1.00779677e+08] [ 9.88371201e+07] [ 9.68946111e+07] [ 9.49545920e+07] [ 9.30198052e+07] [ 9.10934055e+07] [ 8.91791165e+07] [ 8.72146526e+07] [ 8.51916758e+07] [ 8.31663110e+07] [ 8.21531800e+07] [ 8.11396084e+07] [ 8.01256392e+07] [ 1.89329784e+08] [ 1.67830367e+08] [ 1.46126152e+08] [ 1.60793875e+08] [ 1.15665534e+08] [ 7.03103130e+07] [ 4.86645283e+07] [ 2.53110645e+07] [-1.30530540e+07] [ 3.55334143e+06] [ 4.16241349e+07] [ 4.39454666e-02]]
fixedse.post_monopile_tower.shear_stress | output | Pa | [[8.41685463e+05] [5.80299616e+06] [1.48501354e+07] [3.11897121e+06] [3.11909072e+06] [3.11921193e+06] [3.11933663e+06] [3.11946683e+06] [3.11960488e+06] [3.11975365e+06] [3.11991672e+06] [3.12009870e+06] [3.12008795e+06] [3.11980902e+06] [3.11988979e+06] [3.11922077e+06] [3.11923959e+06] [3.11925816e+06] [8.24985914e+06] [8.25235981e+06] [8.25460468e+06] [1.16341269e+07] [1.16386882e+07] [1.16420996e+07] [1.23747507e+07] [1.41750725e+07] [1.65564542e+07] [1.80500156e+07] [1.80497950e+07] [1.32834701e+04]]
fixedse.post_monopile_tower.hoop_stress | output | Pa | [[-0.00000000e+00] [-0.00000000e+00] [-8.76726574e+06] [-1.65954978e+07] [-1.47255143e+07] [-1.28720851e+07] [-1.10362592e+07] [-9.21966681e+06] [-7.42459092e+06] [-5.65407100e+06] [-3.91204528e+06] [-2.20354245e+06] [-6.81850104e+05] [-5.80674989e+03] [-6.60999195e+03] [-7.06197094e+03] [-7.30970800e+03] [-7.53329527e+03] [-2.20052297e+04] [-2.46850639e+04] [-2.66509537e+04] [-4.02514211e+04] [-4.28176658e+04] [-4.49680829e+04] [-4.41993337e+04] [-4.04881357e+04] [-3.65219428e+04] [-3.46654762e+04] [-3.50763121e+04] [-3.54724435e+04]]
fixedse.post_monopile_tower.hoop_stress_euro | output | Pa | [[0.] [0.] [0.] [0.] [0.] [0.] [0.] [0.] [0.] [0.] [0.] [0.] [0.] [0.] [0.] [0.] [0.] [0.] [0.] [0.] [0.] [0.] [0.] [0.] [0.] [0.] [0.] [0.] [0.] [0.]]
fixedse.post_monopile_tower.constr_stress | output |  | [[6.61659967e-02] [5.96043997e-02] [5.04917844e-01] [5.79875890e-01] [5.64401053e-01] [5.49030082e-01] [5.33780487e-01] [5.18672462e-01] [5.03729275e-01] [4.88977775e-01] [4.74449060e-01] [4.60179410e-01] [4.46249117e-01] [4.34251999e-01] [4.23972305e-01] [4.18830289e-01] [4.13686185e-01] [4.08540285e-01] [9.65907285e-01] [8.56898995e-01] [7.46954443e-01] [8.24451169e-01] [5.97362225e-01] [3.72194199e-01] [2.70604695e-01] [1.79453123e-01] [1.60239563e-01] [1.60070268e-01] [2.64884189e-01] [2.15079478e-04]]
fixedse.post_monopile_tower.constr_shell_buckling | output |  | [[0.06027752] [0.08188148] [0.28854997] [0.10056626] [0.09242785] [0.08463449] [0.07725925] [0.07039797] [0.06399725] [0.05742941] [0.05162484] [0.04675916] [0.04334563] [0.04168935] [0.04077031] [0.03732976] [0.03688336] [0.03643843] [0.2467387 ] [0.24073142] [0.23469737] [0.525451 ] [0.51341394] [0.50129653] [0.42717791] [0.43408473] [0.44697383] [0.40485313] [0.40146356] [0.00217709]]
fixedse.post_monopile_tower.constr_global_buckling | output |  | [[3.12218680e-01] [4.63307771e-01] [1.24442710e+00] [1.36027279e+00] [1.32737292e+00] [1.29454913e+00] [1.26175430e+00] [1.22893851e+00] [1.19604715e+00] [1.16301860e+00] [1.12978124e+00] [1.09624918e+00] [1.06458187e+00] [1.03499966e+00] [1.00557058e+00] [9.90917561e-01] [9.76304160e-01] [9.61730633e-01] [2.60888908e+00] [2.31664636e+00] [2.03073172e+00] [2.53160712e+00] [1.93615475e+00] [1.36494607e+00] [1.20672372e+00] [1.18279957e+00] [9.81105834e-01] [1.55591737e+00] [2.27445897e+00] [3.59150917e-10]]
tcons.constr_tower_f_NPmargin | output |  | [-0.1854683] | constraint on tower frequency such that ratio of 3P/f is above or below gamma with constraint <= 0
tcons.constr_tower_f_1Pmargin | output |  | [-0.02419177] | constraint on tower frequency such that ratio of 1P/f is above or below gamma with constraint <= 0
tcons.tip_deflection_ratio | output |  | [1.0095927]
tcons.blade_tip_tower_clearance | output | m | [29.47800523]
towerse.env.Px | output | N/m | [ 811.74564393 935.29809111 1021.86384818 1090.18003041 1169.40222751 1234.97416779 1291.44763264 1189.92291118 1084.37489965 973.99389388 985.59734665 996.77327326 1007.55661265]
towerse.env.Py | output | N/m | [0. 0. 0. 0. 0. 0. 0. 0. 0. 0. 0. 0. 0.]
towerse.env.Pz | output | N/m | [0. 0. 0. 0. 0. 0. 0. 0. 0. 0. 0. 0. 0.]
towerse.env.qdyn | output | N/m**2 | [135.7193516 156.69843521 171.33048609 182.82227714 196.0755203 206.97905056 216.31799319 221.36083569 226.06408979 230.47643609 233.27575427 235.97256769 238.57517091]
towerse.env.wind.U | output | m/s | [14.88565131 15.99481728 16.72492878 17.27672858 17.89198978 18.38273594 18.79287721 19.01066664 19.21156496 19.39814576 19.51559311 19.62807517 19.73601994]
towerse.env.windLoads.windLoads_Px | output | N/m | [ 811.74564393 935.29809111 1021.86384818 1090.18003041 1169.40222751 1234.97416779 1291.44763264 1189.92291118 1084.37489965 973.99389388 985.59734665 996.77327326 1007.55661265]
towerse.env.windLoads.windLoads_Py | output | N/m | [0. 0. 0. 0. 0. 0. 0. 0. 0. 0. 0. 0. 0.]
towerse.env.windLoads.windLoads_Pz | output | N/m | [0. 0. 0. 0. 0. 0. 0. 0. 0. 0. 0. 0. 0.]
towerse.env.windLoads.windLoads_qdyn | output | N/m**2 | [135.7193516 156.69843521 171.33048609 182.82227714 196.0755203 206.97905056 216.31799319 221.36083569 226.06408979 230.47643609 233.27575427 235.97256769 238.57517091]
towerse.env.windLoads.windLoads_z | output | m | [ 15. 27.30150617 39.60301235 51.90451852 69.47809877 87.05167901 104.62525926 115.16940741 125.71355556 136.2577037 143.2871358 150.3165679 157.346 ]
towerse.env.windLoads.windLoads_beta | output | deg | [0.]
towerse.g2e.Px | output | N/m | [0. 0. 0. 0. 0. 0. 0. 0. 0. 0. 0. 0. 0.]
towerse.g2e.Py | output | N/m | [0. 0. 0. 0. 0. 0. 0. 0. 0. 0. 0. 0. 0.]
towerse.g2e.Pz | output | N/m | [ -811.74564393 -935.29809111 -1021.86384818 -1090.18003041 -1169.40222751 -1234.97416779 -1291.44763264 -1189.92291118 -1084.37489965 -973.99389388 -985.59734665 -996.77327326 -1007.55661265]
towerse.g2e.qdyn | output | Pa | [135.7193516 156.69843521 171.33048609 182.82227714 196.0755203 206.97905056 216.31799319 221.36083569 226.06408979 230.47643609 233.27575427 235.97256769 238.57517091]
towerse.post.axial_stress | output | Pa | [[ 1.97264906e+08] [ 1.76483385e+08] [ 1.55446744e+08] [ 1.75129212e+08] [ 1.31102957e+08] [ 8.67262063e+07] [ 6.74067001e+07] [ 4.93042779e+07] [ 1.83347116e+07] [-1.38298242e+07] [ 4.70381383e+06] [ 4.22501541e+07]]
towerse.post.shear_stress | output | Pa | [[ 8244131.92114482] [ 8246731.33577683] [ 8249072.32700276] [11626413.61580743] [11631330.26944175] [11635116.55805703] [12370740.31134412] [14171218.78899245] [16552899.52959079] [18047887.81018353] [18047910.22198376] [18047720.07244417]]
towerse.post.hoop_stress | output | Pa | [[-22005.22968802] [-24685.06391567] [-26650.9537074 ] [-40251.42109122] [-42817.66577686] [-44968.0828701 ] [-44199.33371255] [-40488.13574344] [-36521.9427906 ] [-34665.47622868] [-35076.31206577] [-35472.44345983]]
towerse.post.hoop_stress_euro | output | Pa | [[0.] [0.] [0.] [0.] [0.] [0.] [0.] [0.] [0.] [0.] [0.] [0.]]
towerse.post.constr_stress | output |  | [[0.8943639 ] [0.8006769 ] [0.7059125 ] [0.797197 ] [0.59986735] [0.40270053] [0.31991904] [0.24912198] [0.15392707] [0.15453268] [0.14295228] [0.23771347]]
towerse.post.constr_shell_buckling | output |  | [[0.24667752] [0.24066088] [0.23462024] [0.52523416] [0.5131864 ] [0.50106216] [0.42705633] [0.43398957] [0.44690742] [0.40482501] [0.40143766] [0.39805497]]
towerse.post.constr_global_buckling | output |  | [[3.06847736] [2.75943286] [2.45004163] [2.922429 ] [2.28689291] [1.65581489] [1.45118671] [1.35138927] [1.07468886] [0.6339676 ] [0.93401043] [1.55760466]]
towerse.tower.f1 | output | Hz | [0.16127725]
towerse.tower.f2 | output | Hz | [0.16269081]
towerse.tower.structural_frequencies | output | Hz | [0.16127725 0.16269081 0.63259729 0.85783065 0.9975339 2.57070999]
towerse.tower.fore_aft_modes | output |  | [[ 1.16619379e+00 -6.36833653e-02 -1.44147597e-03 -2.49431126e-01 1.48362178e-01] [ 1.15644317e+02 -1.54475512e+02 1.13121000e+02 -6.30286176e+01 -1.02611871e+01] [-1.08204557e+02 2.15273947e+02 -1.66830073e+02 1.39607867e+02 -7.88471841e+01]]
towerse.tower.side_side_modes | output |  | [[ 1.15669489e+00 -5.35038199e-02 -5.21643559e-03 -2.52562785e-01 1.54588150e-01] [ 4.11768266e+01 -5.14156634e+01 3.42156161e+01 -1.42855291e+01 -8.69125020e+00] [-1.02899258e+02 2.03762394e+02 -1.62712724e+02 1.39616587e+02 -7.67669981e+01]]
towerse.tower.torsion_modes | output |  | [[ 7.23634465 -24.24453833 39.68415469 -31.03834438 9.36238337] [ 0. 0. 0. 0. 0. ] [ 0. 0. 0. 0. 0. ]]
towerse.tower.fore_aft_freqs | output | Hz | [0.16269081 0.9975339 2.63359039]
towerse.tower.side_side_freqs | output | Hz | [0.16127725 0.85783065 2.57070999]
towerse.tower.torsion_freqs | output | Hz | [4.25032774 0. 0. ]
towerse.tower.tower_deflection | output | m | [[0. ] [0.02142743] [0.08116826] [0.17535917] [0.37441534] [0.64487403] [0.97027072] [1.18607982] [1.41598057] [1.65874484] [1.82537094] [1.99278163] [2.15791965]]
towerse.tower.top_deflection | output | m | [2.15791965]
towerse.tower.tower_Fz | output | N | [[-14774730.21287066] [-14005334.51819046] [-13234995.70852909] [-12447316.96998498] [-11658378.678058 ] [-10868378.72260841] [-10417374.83101073] [-10012973.58589631] [ -9655221.21218134] [ -9432237.29391889] [ -9209174.11352213] [ -8986034.52447546]]
towerse.tower.tower_Vx | output | N | [[2938382.26917176] [2939581.51740615] [2940662.55377877] [2942176.10347945] [2943786.32586097] [2945029.69190067] [2942331.66628468] [2942125.28520826] [2941835.33387664] [2940356.47368425] [2940369.86705224] [2940334.69728704]]
towerse.tower.tower_Vy | output | N | [[8741.62456227] [8748.12544222] [8754.27466608] [8763.42663906] [8774.19079543] [8783.81004542] [8768.37201391] [8768.51843498] [8768.73461768] [8759.46274524] [8761.31237086] [8762.99881871]]
towerse.tower.tower_Mxx | output | N*m | [[-1990704.50898261] [-1878508.1623545 ] [-1763811.88431228] [-1595349.20571576] [-1421816.58786883] [-1244586.78726179] [-1137102.21550736] [-1028492.49530685] [ -918332.28767151] [ -843946.61323392] [ -768767.9360678 ] [ -692940.94141445]]
towerse.tower.tower_Myy | output | N*m | [[ 3.67217381e+08] [ 3.30196324e+08] [ 2.92738751e+08] [ 2.38479701e+08] [ 1.83486607e+08] [ 1.28066407e+08] [ 9.47440280e+07] [ 6.13734069e+07] [ 2.79669367e+07] [ 5.70757749e+06] [-1.65219056e+07] [-3.86931099e+07]]
towerse.tower.tower_Mzz | output | N*m | [[6204176.06775809] [6204101.40093101] [6204026.61153213] [6204477.88704194] [6204369.99541643] [6204261.93502593] [6204231.07830752] [6204340.16508278] [6204486.35496724] [6204544.56443239] [6204501.15601867] [6204457.73278264]]
towerse.tower.turbine_F | output | N | [[ 2.93771295e+06] [ 8.73816952e+03] [-1.55428464e+07]]
towerse.tower.turbine_M | output | N*m | [[-2.09991001e+06] [ 4.03687430e+08] [ 6.20266553e+06]]
towerse.turbine_mass | output | kg | [1601325.26895318]
towerse.turbine_center_of_mass | output | m | [-4.00265538e+00 -5.67806916e-02 1.21149219e+02]
towerse.turbine_I_base | output | kg*m**2 | [2.74754042e+10 2.73444711e+10 2.76938099e+08 5.41567843e+02 1.42357746e+07 1.69909285e+05]
fixedse.constr_d_to_t | output |  | [113.58178608 113.58178608 113.58178608 113.58178608 113.58178608 113.58178608]
fixedse.constr_taper | output |  | [1. 1. 1. 1. 1. 1.]
fixedse.slope | output |  | [1. 1. 1. 1. 1. 1.]
fixedse.thickness_slope | output |  | [1. 1. 1. 1. 1.]
fixedse.member.ca_usr_grid_full | output |  | [0. 0. 0. 0. 0. 0. 0. 0. 0. 0. 0. 0. 0. 0. 0. 0. 0. 0. 0.]
fixedse.member.cd_usr_grid_full | output |  | [0. 0. 0. 0. 0. 0. 0. 0. 0. 0. 0. 0. 0. 0. 0. 0. 0. 0. 0.]
fixedse.member.nu_full | output |  | [0.26103405 0.26103405 0.26103405 0.26103405 0.26103405 0.26103405 0.26103405 0.26103405 0.26103405 0.26103405 0.26103405 0.26103405 0.26103405 0.26103405 0.26103405 0.26103405 0.26103405 0.26103405]
fixedse.member.nodes_r | output | m | [4.25931698 4.25931698 4.25931698 4.25931698 4.25931698 4.25931698 4.25931698 4.25931698 4.25931698 4.25931698 4.25931698 4.25931698 4.25931698 4.25931698 4.25931698 4.25931698 4.25931698 4.25931698 4.25931698]
fixedse.member.center_of_buoyancy | output | m | [ 0. 0. -37.5]
fixedse.member.displacement | output | m**3 | [4274.55647183]
fixedse.member.buoyancy_force | output | N | [42965654.15055941]
fixedse.member.idx_cb | output |  | [2.]
fixedse.member.Awater | output | m**2 | [56.99408629]
fixedse.member.Iwaterx | output | m**4 | [258.49355966]
fixedse.member.Iwatery | output | m**4 | [258.49355966]
fixedse.member.added_mass | output | kg | [4.38142038e+06 4.38142038e+06 1.05604515e+05 2.05389453e+09 2.05389453e+09 0.00000000e+00]
fixedse.member.waterline_centroid | output | m | [0. 0.]
fixedse.member.z_dim | output | m | [-75. -60. -45. -30. -26.66666667 -23.33333333 -20. -16.66666667 -13.33333333 -10. -6.66666667 -3.33333333 0. 3.33333333 6.66666667 10. 11.66666667 13.33333333 15. ]
fixedse.member.d_eff | output | m | [8.51863396 8.51863396 8.51863396 8.51863396 8.51863396 8.51863396 8.51863396 8.51863396 8.51863396 8.51863396 8.51863396 8.51863396 8.51863396 8.51863396 8.51863396 8.51863396 8.51863396 8.51863396 8.51863396]
fixedse.monopile_section_height | output | m | [45. 10. 10. 10. 10. 5.]
fixedse.member.sigma_ult | output | Pa | [4.5e+08 4.5e+08 4.5e+08 4.5e+08 4.5e+08 4.5e+08]
fixedse.member.wohler_exp | output |  | [3. 3. 3. 3. 3. 3.]
fixedse.member.wohler_A | output |  | [3.55346484e+10 3.55346484e+10 3.55346484e+10 3.55346484e+10 3.55346484e+10 3.55346484e+10]
fixedse.member.ballast_density | output | kg/m**3 | []
fixedse.member.ballast_unit_cost | output | USD/kg | []
fixedse.z_param | output | m | [-75. -30. -20. -10. 0. 10. 15.]
fixedse.member.sec_loc | output |  | [0. 0.42307692 0.57692308 0.73076923 0.88461538 1. ] | normalized sectional location
fixedse.member.str_tw | output | deg | [0. 0. 0. 0. 0. 0.] | structural twist of section
fixedse.member.tw_iner | output | deg | [0. 0. 0. 0. 0. 0.] | inertial twist of section
fixedse.member.mass_den | output | kg/m | [16604.23663973 16604.23663973 16604.23663972 16604.23663972 16604.23663972 16604.23663972] | sectional mass per unit length
fixedse.member.foreaft_iner | output | kg*m | [147986.46158939 147986.46158929 147986.4615892 147986.46158913 147986.46158906 147986.46158899] | sectional fore-aft intertia per unit length about the Y_G inertia axis
fixedse.member.sideside_iner | output | kg*m | [147986.46158939 147986.46158929 147986.4615892 147986.46158913 147986.46158906 147986.46158899] | sectional side-side intertia per unit length about the Y_G inertia axis
fixedse.member.foreaft_stff | output | N*m**2 | [3.54628473e+12 3.54628473e+12 3.54628473e+12 3.54628473e+12 3.54628473e+12 3.54628473e+12] | sectional fore-aft bending stiffness per unit length about the Y_E elastic axis
fixedse.member.sideside_stff | output | N*m**2 | [3.54628473e+12 3.54628473e+12 3.54628473e+12 3.54628473e+12 3.54628473e+12 3.54628473e+12] | sectional side-side bending stiffness per unit length about the Y_E elastic axis
fixedse.member.tor_stff | output | N*m**2 | [2.81220379e+12 2.81220379e+12 2.81220379e+12 2.81220379e+12 2.81220379e+12 2.81220379e+12] | sectional torsional stiffness
fixedse.member.axial_stff | output | N | [3.97896876e+11 3.97896876e+11 3.97896876e+11 3.97896876e+11 3.97896876e+11 3.97896876e+11] | sectional axial stiffness
fixedse.member.cg_offst | output | m | [0. 0. 0. 0. 0. 0.] | offset from the sectional center of mass
fixedse.member.sc_offst | output | m | [0. 0. 0. 0. 0. 0.] | offset from the sectional shear center
fixedse.member.tc_offst | output | m | [0. 0. 0. 0. 0. 0.] | offset from the sectional tension center
fixedse.member.axial_load2stress | output | m**2 | [[0. 0. 0.5026428 0.24021292 0.24021292 0. ] [0. 0. 0.5026428 0.24021292 0.24021292 0. ] [0. 0. 0.5026428 0.24021292 0.24021292 0. ] [0. 0. 0.5026428 0.24021292 0.24021292 0. ] [0. 0. 0.5026428 0.24021292 0.24021292 0. ] [0. 0. 0.5026428 0.24021292 0.24021292 0. ]]
fixedse.member.shear_load2stress | output | m**2 | [[0.82450794 0.82450794 0. 0. 0. 0.12010646] [0.82450794 0.82450794 0. 0. 0. 0.12010646] [0.82450794 0.82450794 0. 0. 0. 0.12010646] [0.82450794 0.82450794 0. 0. 0. 0.12010646] [0.82450794 0.82450794 0. 0. 0. 0.12010646] [0.82450794 0.82450794 0. 0. 0. 0.12010646]]
fixedse.member.labor_hours | output | h | [1032.67321586]
fixedse.member.shell_cost | output | USD | [3656288.29075319]
fixedse.member.shell_mass | output | kg | [1494381.29757545]
fixedse.member.shell_z_cg | output | m | [45.]
fixedse.member.shell_I_base | output | kg*m**2 | [4.04814828e+09 4.04814828e+09 2.66375631e+07 0.00000000e+00 0.00000000e+00 0.00000000e+00]
fixedse.member.section_D | output | m | [8.51863396 8.51863396 8.51863396 8.51863396 8.51863396 8.51863396 8.51863396 8.51863396 8.51863396 8.51863396 8.51863396 8.51863396 8.51863396 8.51863396 8.51863396 8.51863396 8.51863396 8.51863396]
fixedse.member.section_t | output | m | [0.08025 0.08025 0.08025 0.08025 0.08025 0.08025 0.08025 0.08025 0.08025 0.08025 0.08025 0.08025 0.08025 0.08025 0.08025 0.08025 0.08025 0.08025]
fixedse.member.section_sigma_y | output | Pa | [3.45e+08 3.45e+08 3.45e+08 3.45e+08 3.45e+08 3.45e+08 3.45e+08 3.45e+08 3.45e+08 3.45e+08 3.45e+08 3.45e+08 3.45e+08 3.45e+08 3.45e+08 3.45e+08 3.45e+08 3.45e+08]
fixedse.monopile_mass | output | kg | [1594381.29757545]
fixedse.mono.grav_foundation_mass | output | kg | [0.]
fixedse.monopile_cost | output | USD | [4156288.29075319]
fixedse.monopile_z_cg | output | m | [47.82241143]
fixedse.monopile_I_base | output | kg*m**2 | [4.85905537e+09 4.85905537e+09 2.84517412e+07 0.00000000e+00 0.00000000e+00 0.00000000e+00]
fixedse.structural_mass | output | kg | [2247285.24044928]
fixedse.structural_cost | output | USD | [6090608.97274341]
fixedse.z_start | output | m | [-75.]
fixedse.constr_diam_consistency | output |  | [1.]
fixedse.soil.z_k | output | N/m | [-45. -40. -35. -30. -25. -20. -15. -10. -5. -0.]
fixedse.soil.k | output | N/m | [[3.10246958e+10 1.85578184e+13 3.10246958e+10 1.85578184e+13 1.90953625e+10 5.76961253e+10] [2.79122747e+10 1.31162919e+13 2.79122747e+10 1.31162919e+13 1.74153625e+10 5.76961253e+10] [2.47998537e+10 8.86943212e+12 2.47998537e+10 8.86943212e+12 1.57353625e+10 5.76961253e+10] [2.16874326e+10 5.66790564e+12 2.16874326e+10 5.66790564e+12 1.40553625e+10 5.76961253e+10] [1.85750116e+10 3.36237916e+12 1.85750116e+10 3.36237916e+12 1.23753625e+10 5.76961253e+10] [1.54625905e+10 1.80351935e+12 1.54625905e+10 1.80351935e+12 1.06953625e+10 5.76961253e+10] [1.23501695e+10 8.41992874e+11 1.23501695e+10 8.41992874e+11 9.01536251e+09 5.76961253e+10] [9.23774843e+09 3.28466395e+11 9.23774843e+09 3.28466395e+11 7.33536251e+09 5.76961253e+10] [6.12532738e+09 1.13606583e+11 6.12532738e+09 1.13606583e+11 5.65536251e+09 5.76961253e+10] [3.01290633e+09 4.80801044e+10 3.01290633e+09 4.80801044e+10 3.97536251e+09 5.76961253e+10]]
rotorse.ccblade.CP | output |  | [0.44781594] | Rotor power coefficient
rotorse.ccblade.CM | output |  | [0.15919169] | Blade flapwise moment coefficient
rotorse.ccblade.local_airfoil_velocities | output | m/s | [ 8.60105877 9.73314712 11.49072089 13.38843353 15.48610685 17.78381245 20.17389868 22.61879682 25.12585278 27.65649964 30.20752814 32.78723501 35.37763307 37.95667421 40.56830465 43.20032568 45.82703028 48.45962667 51.10221468 53.74161666 56.38881815 59.04016864 61.69272962 64.34463637 67.0024396 69.67523381 72.34001469 75.0008289 77.66142909 79.57037081] | Local relative velocities for the airfoils
rotorse.ccblade.P | output | W | [0.] | Rotor aerodynamic power
rotorse.ccblade.T | output | N*m | [0.] | Rotor aerodynamic thrust
rotorse.ccblade.Q | output | N*m | [0.] | Rotor aerodynamic torque
rotorse.ccblade.M | output | N*m | [0.] | Blade root flapwise moment
rotorse.ccblade.a | output |  | [0.09056511 0.13169318 0.15979189 0.18475164 0.23124183 0.29439726 0.30664817 0.32040269 0.31852138 0.3232001 0.32497131 0.32101483 0.3211676 0.3442652 0.34239094 0.31615981 0.29034054 0.28669319 0.27390791 0.26989112 0.26505094 0.25514993 0.2474722 0.24061689 0.23431329 0.22720183 0.21959276 0.21596561 0.21306112 0.1323464 ] | Axial induction along blade span
rotorse.ccblade.ap | output |  | [-0.09056511 0.16647864 0.12430838 0.08258345 0.064374 0.0575627 0.0445843 0.03563728 0.02853672 0.02361454 0.01957328 0.01645271 0.01411263 0.01258164 0.01094143 0.00904862 0.00730344 0.00645405 0.00560631 0.00496958 0.00448542 0.00399193 0.0035904 0.00320322 0.00293002 0.00287267 0.00270015 0.00252151 0.0023541 0.00154958] | Tangential induction along blade span
rotorse.ccblade.alpha | output | deg | [10.07825652 10.90667236 10.6128118 11.19315657 11.71676446 11.33373962 10.65899857 10.2470739 9.34515613 8.70158878 8.66330544 8.64682434 8.52195412 9.18536828 9.43954463 9.57622371 9.66610888 9.66969838 9.7578607 9.8564882 9.72239821 9.61939582 9.63074978 9.75450736 9.56776284 8.94280299 8.04968358 7.06837279 6.14693193 6.18856782] | Angles of attack along blade span
rotorse.ccblade.cl | output |  | [-5.26654681e-17 1.14222749e+00 1.42507696e+00 1.45820715e+00 1.54152320e+00 1.62390831e+00 1.56051762e+00 1.50799192e+00 1.42467876e+00 1.38887900e+00 1.37892198e+00 1.36385539e+00 1.36504381e+00 1.41478688e+00 1.43070441e+00 1.39956676e+00 1.35078819e+00 1.35081816e+00 1.35148470e+00 1.35207505e+00 1.35123255e+00 1.33849856e+00 1.33566874e+00 1.33617189e+00 1.33532792e+00 1.31988082e+00 1.27160419e+00 1.20013080e+00 1.12081820e+00 1.12462866e+00] | Lift coefficients along blade span
rotorse.ccblade.cd | output |  | [0.5 0.18603377 0.04986879 0.06158318 0.06224714 0.01876206 0.01493093 0.01346911 0.01195967 0.01077878 0.01308082 0.01305607 0.01287946 0.01411116 0.01484765 0.01944989 0.02725191 0.02728424 0.0280902 0.0290193 0.02776325 0.02724054 0.02659688 0.02761664 0.02608821 0.0162227 0.01136853 0.00911968 0.00756703 0.00762658] | Drag coefficients along blade span
rotorse.ccblade.cl_n_opt | output |  | [-5.26654681e-17 1.14222750e+00 1.42507695e+00 1.45820715e+00 1.54152320e+00 1.62390830e+00 1.56051762e+00 1.50799192e+00 1.42467876e+00 1.38887900e+00 1.37892198e+00 1.36385539e+00 1.36504382e+00 1.41478688e+00 1.43070441e+00 1.39956675e+00 1.35078819e+00 1.35081816e+00 1.35148470e+00 1.35207505e+00 1.35123255e+00 1.33849856e+00 1.33566874e+00 1.33617189e+00 1.33532792e+00 1.31988082e+00 1.27160419e+00 1.20013080e+00 1.12081822e+00 1.12462866e+00] | Lift coefficients along blade span
rotorse.ccblade.cd_n_opt | output |  | [0.5 0.18603377 0.04986879 0.06158318 0.06224714 0.01876206 0.01493093 0.01346911 0.01195967 0.01077878 0.01308082 0.01305607 0.01287946 0.01411116 0.01484765 0.01944989 0.02725191 0.02728424 0.0280902 0.0290193 0.02776325 0.02724054 0.02659688 0.02761664 0.02608821 0.0162227 0.01136853 0.00911968 0.00756703 0.00762658] | Drag coefficients along blade span
rotorse.ccblade.Px_b | output | N/m | [ 113.09436347 385.45974048 745.18669725 1115.09794745 1638.53208829 2294.46828848 2740.95726448 3212.83547762 3610.96949039 4053.78439472 4484.99327993 4876.78236944 5301.90408799 5932.18561435 6361.23512007 6537.87788791 6642.4942965 7003.74145224 7211.64862127 7541.42717854 7843.06648037 8018.97682072 8196.85880294 8335.09520996 8398.33692335 8295.81308753 7936.20570268 7267.71375342 5777.8800414 2226.15113227] | Distributed loads in blade-aligned x-direction
rotorse.ccblade.Py_b | output | N/m | [ 50.16787917 -317.92040422 -547.93900726 -616.25580495 -696.06457224 -813.8811013 -837.23056029 -852.73097229 -863.8677652 -874.66010895 -873.77030403 -878.5334301 -883.91848139 -882.82946169 -884.07000445 -865.40063394 -818.7045382 -815.71814239 -803.94240348 -794.07545326 -794.96172629 -785.32529858 -776.41841376 -754.22030133 -741.9265142 -768.99136029 -741.38779174 -667.16835304 -518.81830119 -216.70809538] | Distributed loads in blade-aligned y-direction
rotorse.ccblade.Pz_b | output | N/m | [0. 0. 0. 0. 0. 0. 0. 0. 0. 0. 0. 0. 0. 0. 0. 0. 0. 0. 0. 0. 0. 0. 0. 0. 0. 0. 0. 0. 0. 0.] | Distributed loads in blade-aligned z-direction
rotorse.ccblade.Px_af | output | N/m | [ 21.65050884 499.44374937 914.53356297 1259.14209422 1756.3236461 2392.43282465 2821.46471759 3276.20438209 3668.52012616 4104.08251927 4523.50716941 4905.86722962 5323.01427893 5929.86552201 6345.99966865 6517.62305143 6619.0651558 6973.40530701 7175.3548258 7497.3221912 7795.73659345 7969.80086722 8143.32267426 8275.69394286 8339.55343986 8245.39737981 7901.88734055 7249.42053544 5771.83567949 2225.22386026] | Distributed loads in airfoil x-direction
rotorse.ccblade.Py_af | output | N/m | [ 121.81299855 -14.44078146 -138.45118863 -194.3600682 -290.89610386 -450.83517323 -503.12879479 -562.09141978 -572.12608773 -595.5710706 -645.38527521 -698.06446124 -746.33626886 -898.28108767 -987.51214224 -1006.65549918 -990.44639596 -1043.74749903 -1080.96362045 -1137.47073629 -1171.38675393 -1184.48267722 -1215.57213337 -1247.21697633 -1238.69546477 -1193.85281522 -1045.55883161 -843.0176234 -582.22254463 -226.03104654] | Distributed loads in airfoil y-direction
rotorse.ccblade.Pz_af | output | N/m | [0. 0. 0. 0. 0. 0. 0. 0. 0. 0. 0. 0. 0. 0. 0. 0. 0. 0. 0. 0. 0. 0. 0. 0. 0. 0. 0. 0. 0. 0.] | Distributed loads in airfoil z-direction
rotorse.ccblade.LiftF | output | N/m | [-1.42108547e-14 4.93154477e+02 9.24388440e+02 1.27291976e+03 1.77880127e+03 2.43437797e+03 2.86584191e+03 3.32394051e+03 3.71273441e+03 4.14694616e+03 4.56910939e+03 4.95505573e+03 5.37484205e+03 5.99721902e+03 6.42202851e+03 6.59426777e+03 6.69139621e+03 7.04964646e+03 7.25475446e+03 7.58137209e+03 7.88158813e+03 8.05567173e+03 8.23191654e+03 8.36736231e+03 8.42943633e+03 8.33074895e+03 7.97044159e+03 7.29806148e+03 5.80099443e+03 2.23662272e+03] | Distributed lift force
rotorse.ccblade.DragF | output | N/m | [123.7220722 80.31971651 32.34781827 53.75809923 71.82849316 28.12593885 27.42019461 29.68883699 31.16707146 32.18351808 43.34377037 47.43433014 50.71268775 59.816587 66.6469106 91.64104922 134.99771795 142.390926 150.78785194 162.71739802 161.93993694 163.94549863 163.92037901 172.9406624 164.68530494 102.39348716 71.25817078 55.4572583 39.1644939 15.16748933] | Distributed drag force
rotorse.ccblade.L_n_opt | output | N/m | [-1.42108547e-14 4.93154490e+02 9.24388429e+02 1.27291974e+03 1.77880130e+03 2.43437801e+03 2.86584187e+03 3.32394050e+03 3.71273444e+03 4.14694616e+03 4.56910935e+03 4.95505573e+03 5.37484211e+03 5.99721898e+03 6.42202849e+03 6.59426778e+03 6.69139623e+03 7.04964643e+03 7.25475446e+03 7.58137212e+03 7.88158812e+03 8.05567171e+03 8.23191654e+03 8.36736231e+03 8.42943632e+03 8.33074895e+03 7.97044154e+03 7.29806141e+03 5.80099483e+03 2.23662272e+03] | Distributed lift force
rotorse.ccblade.D_n_opt | output | N/m | [123.7220722 80.319715 32.34781954 53.75809776 71.82849142 28.12593879 27.42019468 29.68883694 31.16707154 32.18351824 43.34376935 47.43433017 50.71268864 59.81658642 66.64691022 91.64105158 134.99771842 142.39092527 150.78785184 162.71739795 161.93993695 163.94549847 163.92037924 172.94066162 164.68530562 102.39348963 71.25816969 55.45725759 39.16449826 15.16748933] | Distributed drag force
rotorse.rc.sect_perimeter | output | m | [15.70576663 15.80329423 15.85114152 15.85114152 15.76029356 15.40218085 14.80873713 14.25874816 13.76070403 12.95405824 11.96386084 11.18682565 10.45589505 9.81269724 9.12475472 8.41499445 7.79971509 7.36550033 6.82722898 6.46042444 6.11483577 5.73618317 5.33710882 4.99185113 4.64659336 4.2593806 3.91712914 3.53898401 2.81186711 1.02989222] | Perimeter of the section along the blade span
rotorse.rc.layer_volume | output | m**3 | [ 0.56603578 11.30822273 6.24162217 6.24162217 0.17271678 1.68228164 1.68228164 8.74263535 3.4518961 2.56194926 9.18939923 11.30822273 0.19432728 3.96748049 0.19432728 0.20233988 4.11259765 0.20233988] | Volumes of each layer used in the blade, ignoring the scrap factor
rotorse.rc.mat_volume | output | m**3 | [ 0.56603578 0. 0. 0. 3.53728006 12.48324435 0.79333432 22.61644545 32.02595806 0. 0. ] | Volumes of each material used in the blade, ignoring the scrap factor. For laminates, this is the wet volume
rotorse.rc.mat_mass | output | kg | [ 699.05418379 0. 0. 0. 6862.32332467 15229.55810336 1539.06858734 43875.90418092 4163.37454771 0. 336.46344828] | Masses of each material used in the blade, ignoring the scrap factor. For laminates, this is the wet mass.
rotorse.rc.mat_cost | output | USD | [ 5054.16174879 0. 0. 0. 9561.12181289 72594.86712574 3440.13350766 93494.95585927 54123.86912019 94876.84082597 3028.17103448] | Costs of each material used in the blade, ignoring the scrap factor. For laminates, this is the cost of the dry fabric.
rotorse.rc.mat_cost_scrap | output | USD | [ 6317.70218598 0. 0. 0. 10039.17790354 76224.61048203 3956.1535338 107519.19923816 64948.64294422 94876.84082597 3028.17103448] | Same as mat_cost, now including the scrap factor.
rotorse.rc.total_labor_hours | output | h | [3365.20439835] | Total amount of labor hours per blade.
rotorse.rc.total_skin_mold_gating_ct | output | h | [25.3512564] | Total amount of gating cycle time per blade. This is the cycle time required in the main mold that cannot be parallelized unless the number of molds is increased.
rotorse.rc.total_non_gating_ct | output | h | [296.643463] | Total amount of non-gating cycle time per blade. This cycle time can happen in parallel.
rotorse.rc.total_metallic_parts_cost | output | USD | [8844.16389013] | Cost of the metallic parts (bolts, nuts, lightining protection system), excluding the blade joint.
rotorse.rc.total_consumable_cost_w_waste | output | USD | [15851.57110774] | Cost of the consumables including the waste.
rotorse.rc.total_blade_mat_cost_w_waste | output | USD | [391606.23314606] | Total blade material costs including the waste per blade.
rotorse.rc.total_cost_labor | output | USD | [199039.90944427] | Total labor costs per blade.
rotorse.rc.total_cost_utility | output | USD | [4549.94106584] | Total utility costs per blade.
rotorse.rc.blade_variable_cost | output | USD | [595196.08365617] | Total blade variable costs per blade (material, labor, utility).
rotorse.rc.total_cost_equipment | output | USD | [30587.65558333] | Total equipment cost per blade.
rotorse.rc.total_cost_tooling | output | USD | [43429.2531577] | Total tooling cost per blade.
rotorse.rc.total_cost_building | output | USD | [3404.50021208] | Total builting cost per blade.
rotorse.rc.total_maintenance_cost | output | USD | [23269.14299306] | Total maintenance cost per blade.
rotorse.rc.total_labor_overhead | output | USD | [59711.97283328] | Total labor overhead cost per blade.
rotorse.rc.cost_capital | output | USD | [46045.62577415] | Cost of capital per blade.
rotorse.rc.blade_fixed_cost | output | USD | [206448.15055361] | Total blade fixed cost per blade (equipment, tooling, building, maintenance, labor, capital).
rotorse.rc.total_blade_cost | output | USD | [801644.23420978] | Total blade cost (variable and fixed)
rotorse.re.precomp.z | output | m | [ 5. 9.1379309 13.27586218 17.41379339 21.55172397 25.68965483 29.8275866 33.96551734 38.10344794 42.24137925 46.37931072 50.51724133 54.65517201 58.79310371 62.93103471 67.06896529 71.20689629 75.34482799 79.48275867 83.62068928 87.75862075 91.89655206 96.03448266 100.1724134 104.31034517 108.44827603 112.58620661 116.72413775 120.86207007 125. ] | locations of properties along beam
rotorse.re.Tw_iner | output | deg | [ 9.06945270e+01 4.06536692e+01 3.00660238e+01 2.26297907e+01 1.62313429e+01 1.17536863e+01 9.89035573e+00 8.10276871e+00 7.56184445e+00 6.75088380e+00 5.31289000e+00 4.50407387e+00 3.88560642e+00 2.20098263e+00 1.43297052e+00 7.91866594e-01 -2.86934595e-01 -5.98903216e-01 -8.28048847e-01 -1.14395171e+00 -1.21987038e+00 -1.67057800e+00 -2.42099626e+00 -2.69954055e+00 -2.59349902e+00 -2.17698734e+00 -1.41406517e+00 -6.16619950e-01 7.82526911e-02 4.35784770e-01] | Orientation of the section principal inertia axes with respect the blade reference plane
rotorse.re.x_tc | output | m | [ 1.36021872e-05 4.74374411e-02 -1.27080671e-03 -1.15200656e-02 -3.41165597e-02 -8.32837559e-02 -9.40393446e-02 -9.58790687e-02 -9.44190269e-02 -8.74107083e-02 -6.30613236e-02 -5.91828510e-02 -5.61697871e-02 -5.48537470e-02 -5.29937433e-02 -3.15477935e-02 1.04382956e-02 9.01036566e-03 7.45949998e-03 6.23822142e-03 5.58046402e-03 1.90930479e-02 4.14090169e-02 3.85889075e-02 3.59920178e-02 3.11327405e-02 2.45991482e-02 2.25319226e-02 1.83034414e-02 6.97357307e-03] | X-coordinate of the tension-center offset with respect to the XR-YR axes
rotorse.re.y_tc | output | m | [-1.96093894e-04 7.42781163e-01 1.21560379e+00 1.12560697e+00 9.88296835e-01 8.48224008e-01 7.16639516e-01 6.69214603e-01 6.53543601e-01 6.39053048e-01 6.06815591e-01 5.63799446e-01 5.02331443e-01 4.26007525e-01 3.44512196e-01 2.73497497e-01 2.16934589e-01 1.61259933e-01 1.06799225e-01 6.82464510e-02 5.19017146e-02 4.74963609e-02 4.78488921e-02 5.12994912e-02 4.61191681e-02 4.00426088e-02 4.16005230e-02 5.72557085e-02 8.13318976e-02 5.96908997e-02] | Chordwise offset of the section tension-center with respect to the XR-YR axes
rotorse.re.x_sc | output | m | [ 1.36021872e-05 4.75669494e-02 -1.27320965e-03 -1.09687980e-02 -3.36741418e-02 -8.31349256e-02 -9.41347956e-02 -9.60899149e-02 -9.46911741e-02 -8.76695350e-02 -6.29762221e-02 -5.91170672e-02 -5.61215199e-02 -5.48231020e-02 -5.29787985e-02 -3.15397270e-02 1.04487100e-02 9.01730334e-03 7.46295633e-03 6.23922698e-03 5.58023582e-03 1.90979290e-02 4.14170764e-02 3.85968305e-02 3.59972205e-02 3.11355318e-02 2.46008876e-02 2.25345312e-02 1.83110215e-02 6.97940117e-03] | X-coordinate of the shear-center offset with respect to the XR-YR axes
rotorse.re.y_sc | output | m | [-1.96093894e-04 7.33147466e-01 1.20486326e+00 1.11754081e+00 9.78746911e-01 8.38195351e-01 7.04349308e-01 6.56007905e-01 6.39686145e-01 6.26282490e-01 6.09536847e-01 5.66094285e-01 5.04210837e-01 4.27541251e-01 3.45677211e-01 2.74289630e-01 2.17429980e-01 1.61596255e-01 1.06989260e-01 6.83462258e-02 5.19606386e-02 4.71277830e-02 4.75128801e-02 5.09532071e-02 4.58622059e-02 3.98079395e-02 4.13391874e-02 5.68922070e-02 8.09562300e-02 5.94377563e-02] | Chordwise offset of the section shear-center with respect to the reference frame, XR-YR
rotorse.re.x_cg | output | m | [ 1.35778098e-05 4.82903238e-02 5.04360479e-03 1.09909061e-03 -9.17325167e-03 -3.79556942e-02 -4.41905823e-02 -4.61847714e-02 -4.58195010e-02 -4.03033314e-02 -2.30414006e-02 -2.12497322e-02 -2.05379291e-02 -2.14681108e-02 -2.26006134e-02 -9.05325876e-03 2.11304217e-02 1.85714061e-02 1.55279932e-02 1.30302757e-02 1.15993771e-02 2.31481802e-02 4.26887744e-02 3.99689527e-02 3.75817040e-02 3.21852990e-02 2.58722800e-02 2.38793899e-02 1.94850107e-02 7.29953042e-03] | X-coordinate of the center-of-mass offset with respect to the XR-YR axes
rotorse.re.y_cg | output | m | [-1.96490919e-04 7.58304806e-01 1.31935563e+00 1.31455308e+00 1.32992411e+00 1.38849053e+00 1.38326593e+00 1.39569371e+00 1.42178842e+00 1.42732221e+00 1.38658999e+00 1.30702104e+00 1.19459677e+00 1.05501597e+00 8.97898385e-01 7.55010361e-01 6.34815003e-01 5.06339259e-01 3.69226939e-01 2.65087458e-01 2.15398321e-01 1.98270533e-01 1.95528046e-01 2.01233187e-01 1.86660916e-01 1.70009933e-01 1.74134118e-01 2.03206274e-01 2.15914209e-01 9.74344004e-02] | Chordwise offset of the section center of mass with respect to the XR-YR axes
rotorse.re.precomp.flap_iner | output | kg/m | [9.16638212e+03 3.79137468e+03 1.70371719e+03 1.43765708e+03 1.01941241e+03 5.79458450e+02 4.27869262e+02 3.57532894e+02 3.16615957e+02 2.44144913e+02 1.71915902e+02 1.45542761e+02 1.21732080e+02 1.01997298e+02 8.30597824e+01 5.85351971e+01 3.72614169e+01 3.13622234e+01 2.50392975e+01 2.09159942e+01 1.72512980e+01 1.20243352e+01 6.77567166e+00 4.67656146e+00 2.98963621e+00 1.32091637e+00 6.77596515e-01 3.58232899e-01 1.24459914e-01 4.26339563e-03] | Section flap inertia about the Y_G axis per unit length.
rotorse.re.precomp.edge_iner | output | kg/m | [9.16740786e+03 1.01671438e+04 9.15137130e+03 7.76179452e+03 5.71158886e+03 3.99128948e+03 2.91687202e+03 2.48406616e+03 2.27434215e+03 2.07967796e+03 1.81243536e+03 1.54857275e+03 1.26971567e+03 1.00577042e+03 7.54752580e+02 5.52606339e+02 4.07830704e+02 2.94304943e+02 1.90399144e+02 1.25034242e+02 9.16449165e+01 7.11956975e+01 5.43000700e+01 4.10568218e+01 2.41445265e+01 1.47691477e+01 9.06688226e+00 5.79849479e+00 2.47945934e+00 1.07637518e-01] | Section lag inertia about the X_G axis per unit length
rotorse.blade_mass | output | kg | [72642.51180901] | mass of one blade
rotorse.blade_moment_of_inertia | output | kg*m**2 | [1.28911976e+08] | mass moment of inertia of blade about hub
rotorse.mass_all_blades | output | kg | [217927.53542703] | mass of all blades
rotorse.I_all_blades | output | kg*m**2 | [3.86735929e+08 1.93367964e+08 1.93367964e+08 0.00000000e+00 0.00000000e+00 0.00000000e+00] | mass moments of inertia of all blades in hub c.s. order:Ixx, Iyy, Izz, Ixy, Ixz, Iyz
rotorse.re.sc_ss_mats | output |  | [[1. 0. 0. 0. 0. 1. 0. 1. 0. 0. 0.] [1. 0. 0. 0. 0. 1. 0. 1. 0. 0. 0.] [1. 0. 0. 0. 0. 1. 0. 1. 0. 0. 0.] [1. 0. 0. 0. 0. 1. 0. 1. 0. 0. 0.] [1. 0. 0. 0. 0. 1. 0. 1. 0. 0. 0.] [1. 0. 0. 0. 0. 1. 0. 1. 0. 0. 0.] [1. 0. 0. 0. 0. 1. 0. 1. 0. 0. 0.] [1. 0. 0. 0. 0. 1. 0. 1. 0. 0. 0.] [1. 0. 0. 0. 0. 1. 0. 1. 0. 0. 0.] [1. 0. 0. 0. 0. 1. 0. 1. 0. 0. 0.] [1. 0. 0. 0. 0. 1. 0. 1. 0. 0. 0.] [1. 0. 0. 0. 0. 1. 0. 1. 0. 0. 0.] [1. 0. 0. 0. 0. 1. 0. 1. 0. 0. 0.] [1. 0. 0. 0. 0. 1. 0. 1. 0. 0. 0.] [1. 0. 0. 0. 0. 1. 0. 1. 0. 0. 0.] [1. 0. 0. 0. 0. 1. 0. 1. 0. 0. 0.] [1. 0. 0. 0. 0. 1. 0. 1. 0. 0. 0.] [1. 0. 0. 0. 0. 1. 0. 1. 0. 0. 0.] [1. 0. 0. 0. 0. 1. 0. 1. 0. 0. 0.] [1. 0. 0. 0. 0. 1. 0. 1. 0. 0. 0.] [1. 0. 0. 0. 0. 1. 0. 1. 0. 0. 0.] [1. 0. 0. 0. 0. 1. 0. 1. 0. 0. 0.] [1. 0. 0. 0. 0. 1. 0. 1. 0. 0. 0.] [1. 0. 0. 0. 0. 1. 0. 1. 0. 0. 0.] [1. 0. 0. 0. 0. 1. 0. 1. 0. 0. 0.] [1. 0. 0. 0. 0. 1. 0. 1. 0. 0. 0.] [1. 0. 0. 0. 0. 1. 0. 1. 0. 0. 0.] [1. 0. 0. 0. 0. 1. 0. 1. 0. 0. 0.] [1. 0. 0. 0. 0. 1. 0. 1. 0. 0. 0.] [1. 0. 0. 0. 0. 1. 0. 1. 0. 0. 0.]] | spar cap, suction side, boolean of materials in each composite layer spanwise, passed as floats for differentiablity, used for Fatigue Analysis
rotorse.re.sc_ps_mats | output |  | [[1. 0. 0. 0. 0. 1. 0. 1. 0. 0. 0.] [1. 0. 0. 0. 0. 1. 0. 1. 0. 0. 0.] [1. 0. 0. 0. 0. 1. 0. 1. 0. 0. 0.] [1. 0. 0. 0. 0. 1. 0. 1. 0. 0. 0.] [1. 0. 0. 0. 0. 1. 0. 1. 0. 0. 0.] [1. 0. 0. 0. 0. 1. 0. 1. 0. 0. 0.] [1. 0. 0. 0. 0. 1. 0. 1. 0. 0. 0.] [1. 0. 0. 0. 0. 1. 0. 1. 0. 0. 0.] [1. 0. 0. 0. 0. 1. 0. 1. 0. 0. 0.] [1. 0. 0. 0. 0. 1. 0. 1. 0. 0. 0.] [1. 0. 0. 0. 0. 1. 0. 1. 0. 0. 0.] [1. 0. 0. 0. 0. 1. 0. 1. 0. 0. 0.] [1. 0. 0. 0. 0. 1. 0. 1. 0. 0. 0.] [1. 0. 0. 0. 0. 1. 0. 1. 0. 0. 0.] [1. 0. 0. 0. 0. 1. 0. 1. 0. 0. 0.] [1. 0. 0. 0. 0. 1. 0. 1. 0. 0. 0.] [1. 0. 0. 0. 0. 1. 0. 1. 0. 0. 0.] [1. 0. 0. 0. 0. 1. 0. 1. 0. 0. 0.] [1. 0. 0. 0. 0. 1. 0. 1. 0. 0. 0.] [1. 0. 0. 0. 0. 1. 0. 1. 0. 0. 0.] [1. 0. 0. 0. 0. 1. 0. 1. 0. 0. 0.] [1. 0. 0. 0. 0. 1. 0. 1. 0. 0. 0.] [1. 0. 0. 0. 0. 1. 0. 1. 0. 0. 0.] [1. 0. 0. 0. 0. 1. 0. 1. 0. 0. 0.] [1. 0. 0. 0. 0. 1. 0. 1. 0. 0. 0.] [1. 0. 0. 0. 0. 1. 0. 1. 0. 0. 0.] [1. 0. 0. 0. 0. 1. 0. 1. 0. 0. 0.] [1. 0. 0. 0. 0. 1. 0. 1. 0. 0. 0.] [1. 0. 0. 0. 0. 1. 0. 1. 0. 0. 0.] [1. 0. 0. 0. 0. 1. 0. 1. 0. 0. 0.]] | spar cap, pressure side, boolean of materials in each composite layer spanwise, passed as floats for differentiablity, used for Fatigue Analysis
rotorse.re.te_ss_mats | output |  | [[0. 0. 0. 0. 0. 0. 0. 0. 0. 0. 0.] [0. 0. 0. 0. 0. 0. 0. 0. 0. 0. 0.] [0. 0. 0. 0. 0. 0. 0. 0. 0. 0. 0.] [1. 0. 0. 0. 1. 0. 0. 1. 0. 0. 0.] [1. 0. 0. 0. 1. 0. 0. 1. 0. 0. 0.] [1. 0. 0. 0. 1. 0. 0. 1. 0. 0. 0.] [1. 0. 0. 0. 1. 0. 0. 1. 0. 0. 0.] [1. 0. 0. 0. 1. 0. 0. 1. 0. 0. 0.] [1. 0. 0. 0. 1. 0. 0. 1. 0. 0. 0.] [1. 0. 0. 0. 1. 0. 0. 1. 0. 0. 0.] [1. 0. 0. 0. 1. 0. 0. 1. 0. 0. 0.] [1. 0. 0. 0. 1. 0. 0. 1. 0. 0. 0.] [1. 0. 0. 0. 1. 0. 0. 1. 0. 0. 0.] [1. 0. 0. 0. 1. 0. 0. 1. 0. 0. 0.] [1. 0. 0. 0. 1. 0. 0. 1. 0. 0. 0.] [1. 0. 0. 0. 1. 0. 0. 1. 0. 0. 0.] [1. 0. 0. 0. 1. 0. 0. 1. 0. 0. 0.] [1. 0. 0. 0. 1. 0. 0. 1. 0. 0. 0.] [1. 0. 0. 0. 1. 0. 0. 1. 0. 0. 0.] [1. 0. 0. 0. 1. 0. 0. 1. 0. 0. 0.] [1. 0. 0. 0. 1. 0. 0. 1. 0. 0. 0.] [1. 0. 0. 0. 1. 0. 0. 1. 0. 0. 0.] [1. 0. 0. 0. 1. 0. 0. 1. 0. 0. 0.] [1. 0. 0. 0. 1. 0. 0. 1. 0. 0. 0.] [0. 0. 0. 0. 0. 0. 0. 0. 0. 0. 0.] [0. 0. 0. 0. 0. 0. 0. 0. 0. 0. 0.] [0. 0. 0. 0. 0. 0. 0. 0. 0. 0. 0.] [0. 0. 0. 0. 0. 0. 0. 0. 0. 0. 0.] [0. 0. 0. 0. 0. 0. 0. 0. 0. 0. 0.] [0. 0. 0. 0. 0. 0. 0. 0. 0. 0. 0.]] | trailing edge reinforcement, suction side, boolean of materials in each composite layer spanwise, passed as floats for differentiablity, used for Fatigue Analysis
rotorse.re.te_ps_mats | output |  | [[0. 0. 0. 0. 0. 0. 0. 0. 0. 0. 0.] [0. 0. 0. 0. 0. 0. 0. 0. 0. 0. 0.] [0. 0. 0. 0. 0. 0. 0. 0. 0. 0. 0.] [1. 0. 0. 0. 1. 0. 0. 1. 0. 0. 0.] [1. 0. 0. 0. 1. 0. 0. 1. 0. 0. 0.] [1. 0. 0. 0. 1. 0. 0. 1. 0. 0. 0.] [1. 0. 0. 0. 1. 0. 0. 1. 0. 0. 0.] [1. 0. 0. 0. 1. 0. 0. 1. 0. 0. 0.] [1. 0. 0. 0. 1. 0. 0. 1. 0. 0. 0.] [1. 0. 0. 0. 1. 0. 0. 1. 0. 0. 0.] [1. 0. 0. 0. 1. 0. 0. 1. 0. 0. 0.] [1. 0. 0. 0. 1. 0. 0. 1. 0. 0. 0.] [1. 0. 0. 0. 1. 0. 0. 1. 0. 0. 0.] [1. 0. 0. 0. 1. 0. 0. 1. 0. 0. 0.] [1. 0. 0. 0. 1. 0. 0. 1. 0. 0. 0.] [1. 0. 0. 0. 1. 0. 0. 1. 0. 0. 0.] [1. 0. 0. 0. 1. 0. 0. 1. 0. 0. 0.] [1. 0. 0. 0. 1. 0. 0. 1. 0. 0. 0.] [1. 0. 0. 0. 1. 0. 0. 1. 0. 0. 0.] [1. 0. 0. 0. 1. 0. 0. 1. 0. 0. 0.] [1. 0. 0. 0. 1. 0. 0. 1. 0. 0. 0.] [1. 0. 0. 0. 1. 0. 0. 1. 0. 0. 0.] [1. 0. 0. 0. 1. 0. 0. 1. 0. 0. 0.] [1. 0. 0. 0. 1. 0. 0. 1. 0. 0. 0.] [0. 0. 0. 0. 0. 0. 0. 0. 0. 0. 0.] [0. 0. 0. 0. 0. 0. 0. 0. 0. 0. 0.] [0. 0. 0. 0. 0. 0. 0. 0. 0. 0. 0.] [0. 0. 0. 0. 0. 0. 0. 0. 0. 0. 0.] [0. 0. 0. 0. 0. 0. 0. 0. 0. 0. 0.] [0. 0. 0. 0. 0. 0. 0. 0. 0. 0. 0.]] | trailing edge reinforcement, pressure side, boolean of materials in each composite layer spanwise, passed as floats for differentiablity, used for Fatigue Analysis
rotorse.total_bc.total_blade_cost | output | USD | [801644.23420978] | Total blade cost (variable and fixed). For segmented blades, this is the total of inner+outer+joint
rotorse.wt_class.V_mean | output | m/s | [10.]
rotorse.wt_class.V_extreme1 | output | m/s | [40.]
rotorse.wt_class.V_extreme50 | output | m/s | [70.]
towerse.constr_d_to_t | output |  | [302.01082329 425.93169781 362.96584891 300. ]
towerse.constr_taper | output |  | [1. 1. 0.70433828 1. ]
towerse.slope | output |  | [1. 1. 0.70433828 1. ]
towerse.thickness_slope | output |  | [0.70905928 1. 1. ]
towerse.member.ca_usr_grid_full | output |  | [0. 0. 0. 0. 0. 0. 0. 0. 0. 0. 0. 0. 0.]
towerse.member.cd_usr_grid_full | output |  | [0. 0. 0. 0. 0. 0. 0. 0. 0. 0. 0. 0. 0.]
towerse.member.nu_full | output |  | [0.26103405 0.26103405 0.26103405 0.26103405 0.26103405 0.26103405 0.26103405 0.26103405 0.26103405 0.26103405 0.26103405 0.26103405]
towerse.member.nodes_r | output | m | [4.25931698 4.25931698 4.25931698 4.25931698 4.25931698 4.25931698 4.25931698 3.83954465 3.41977233 3. 3. 3. 3. ]
towerse.member.center_of_buoyancy | output | m | [0. 0. 0.]
towerse.member.displacement | output | m**3 | [0.]
towerse.member.buoyancy_force | output | N | [0.]
towerse.member.idx_cb | output |  | [0.]
towerse.member.Awater | output | m**2 | [0.]
towerse.member.Iwaterx | output | m**4 | [0.]
towerse.member.Iwatery | output | m**4 | [0.]
towerse.member.added_mass | output | kg | [0. 0. 0. 0. 0. 0.]
towerse.member.waterline_centroid | output | m | [0. 0.]
towerse.member.z_dim | output | m | [ 15. 27.30150617 39.60301235 51.90451852 69.47809877 87.05167901 104.62525926 115.16940741 125.71355556 136.2577037 143.2871358 150.3165679 157.346 ]
towerse.member.d_eff | output | m | [8.51863396 8.51863396 8.51863396 8.51863396 8.51863396 8.51863396 8.51863396 7.6790893 6.83954465 6. 6. 6. 6. ]
towerse.tower_section_height | output | m | [36.90451852 52.72074074 31.63244444 21.0882963 ]
towerse.member.sigma_ult | output | Pa | [4.5e+08 4.5e+08 4.5e+08 4.5e+08]
towerse.member.wohler_exp | output |  | [3. 3. 3. 3.]
towerse.member.wohler_A | output |  | [3.55346484e+10 3.55346484e+10 3.55346484e+10 3.55346484e+10]
towerse.member.ballast_density | output | kg/m**3 | []
towerse.member.ballast_unit_cost | output | USD/kg | []
towerse.z_param | output | m | [ 15. 51.90451852 104.62525926 136.2577037 157.346 ]
towerse.member.sec_loc | output |  | [0. 0.39534884 0.76744186 1. ] | normalized sectional location
towerse.member.str_tw | output | deg | [0. 0. 0. 0.] | structural twist of section
towerse.member.tw_iner | output | deg | [0. 0. 0. 0.] | inertial twist of section
towerse.member.mass_den | output | kg/m | [6279.21371138 4456.63814278 3796.25906214 3135.87998152] | sectional mass per unit length
towerse.member.foreaft_iner | output | kg*m | [56582.11713626 40236.30017827 24869.34546183 14017.69710537] | sectional fore-aft intertia per unit length about the Y_G inertia axis
towerse.member.sideside_iner | output | kg*m | [56582.11713626 40236.30017827 24869.34546183 14017.69710537] | sectional side-side intertia per unit length about the Y_G inertia axis
towerse.member.foreaft_stff | output | N*m**2 | [1.35590983e+12 9.64205612e+11 5.95958434e+11 3.35914141e+11] | sectional fore-aft bending stiffness per unit length about the Y_E elastic axis
towerse.member.sideside_stff | output | N*m**2 | [1.35590983e+12 9.64205612e+11 5.95958434e+11 3.35914141e+11] | sectional side-side bending stiffness per unit length about the Y_E elastic axis
towerse.member.tor_stff | output | N*m**2 | [1.07523649e+12 7.64615050e+11 4.72595038e+11 2.66379914e+11] | sectional torsional stiffness
towerse.member.axial_stff | output | N | [1.50472411e+11 1.06796984e+11 9.09719401e+10 7.51468963e+10] | sectional axial stiffness
towerse.member.cg_offst | output | m | [0. 0. 0. 0.] | offset from the sectional center of mass
towerse.member.sc_offst | output | m | [0. 0. 0. 0.] | offset from the sectional shear center
towerse.member.tc_offst | output | m | [0. 0. 0. 0.] | offset from the sectional tension center
towerse.member.axial_load2stress | output | m**2 | [[0. 0. 1.32914731 0.62825962 0.62825962 0. ] [0. 0. 1.87271206 0.88348728 0.88348728 0. ] [0. 0. 2.1984801 1.21809116 1.21809116 0. ] [0. 0. 2.6614539 1.78617071 1.78617071 0. ]]
towerse.member.shear_load2stress | output | m**2 | [[2.18578982 2.18578982 0. 0. 0. 0.31412981] [3.08101499 3.08101499 0. 0. 0. 0.44174364] [3.61631506 3.61631506 0. 0. 0. 0.60904558] [4.37673138 4.37673138 0. 0. 0. 0.89308536]]
towerse.member.labor_hours | output | h | [473.284315]
towerse.tower_cost | output | USD | [1934320.68199022]
towerse.member.section_D | output | m | [8.51863396 8.51863396 8.51863396 8.51863396 8.51863396 8.51863396 8.09886163 7.25931698 6.41977233 6. 6. 6. ]
towerse.member.section_t | output | m | [0.03018083 0.03018083 0.03018083 0.0214 0.0214 0.0214 0.0214 0.0214 0.0214 0.0214 0.0214 0.0214 ]
towerse.member.section_sigma_y | output | Pa | [3.45e+08 3.45e+08 3.45e+08 3.45e+08 3.45e+08 3.45e+08 3.45e+08 3.45e+08 3.45e+08 3.45e+08 3.45e+08 3.45e+08]
towerse.height_constraint | output | m | [5.614]
towerse.transition_piece_height | output | m | [15.]
towerse.z_start | output | m | [15.]
af_3d.cl_corrected | output |  | [[[[-3.25260652e-19]] [[ 3.46944695e-18]] [[-1.38777878e-17]] ... [[ 3.38271078e-17]] [[-1.73472348e-18]] [[-3.57786717e-18]]] [[[ 6.63256118e-03]] [[ 1.13462757e-01]] [[ 2.14951605e-01]] ... [[-2.32379273e-01]] [[-1.26591152e-01]] [[ 6.63256118e-03]]] [[[ 1.27742998e-02]] [[ 1.42693272e-01]] [[ 2.58637012e-01]] ... [[-2.66800672e-01]] [[-1.38782724e-01]] [[ 1.27742998e-02]]] ... [[[-1.53642952e-08]] [[ 2.24280087e-01]] [[ 4.60935912e-01]] ... [[-4.60935912e-01]] [[-2.24280087e-01]] [[ 1.53642952e-08]]] [[[-1.53642952e-08]] [[ 2.24280087e-01]] [[ 4.60935912e-01]] ... [[-4.60935912e-01]] [[-2.24280087e-01]] [[ 1.53642952e-08]]] [[[-1.53642952e-08]] [[ 2.24280087e-01]] [[ 4.60935912e-01]] ... [[-4.60935912e-01]] [[-2.24280087e-01]] [[ 1.53642952e-08]]]] | Lift coefficient corrected with CCBlade.Polar.
af_3d.cd_corrected | output |  | [[[[0.5 ]] [[0.5 ]] [[0.5 ]] ... [[0.5 ]] [[0.5 ]] [[0.5 ]]] [[[0.15834246]] [[0.14657251]] [[0.12654502]] ... [[0.13933512]] [[0.1506808 ]] [[0.15834246]]] [[[0.06162547]] [[0.06296798]] [[0.06920074]] ... [[0.07156878]] [[0.06373137]] [[0.06162547]]] ... [[[0.0198 ]] [[0.02572598]] [[0.04114402]] ... [[0.04047996]] [[0.02538511]] [[0.0198 ]]] [[[0.0198 ]] [[0.02572598]] [[0.04114402]] ... [[0.04047996]] [[0.02538511]] [[0.0198 ]]] [[[0.0198 ]] [[0.02572598]] [[0.04114402]] ... [[0.04047996]] [[0.02538511]] [[0.0198 ]]]] | Drag coefficient corrected with CCBlade.Polar.
af_3d.cm_corrected | output |  | [[[[-4.06575815e-20]] [[-3.90312782e-18]] [[ 8.67361738e-19]] ... [[-1.73472348e-18]] [[ 3.03576608e-18]] [[-3.38813179e-21]]] [[[ 2.57065280e-04]] [[ 5.26947335e-02]] [[ 9.97340121e-02]] ... [[-1.11282798e-01]] [[-5.86879347e-02]] [[ 2.57065280e-04]]] [[[ 3.70854259e-04]] [[ 5.78906867e-02]] [[ 1.09442053e-01]] ... [[-1.20140868e-01]] [[-6.33445740e-02]] [[ 3.70854259e-04]]] ... [[[-7.71299959e-09]] [[ 1.12680187e-01]] [[ 2.31783829e-01]] ... [[-2.31710912e-01]] [[-1.12584318e-01]] [[ 7.70271561e-09]]] [[[-7.71299959e-09]] [[ 1.12680187e-01]] [[ 2.31783829e-01]] ... [[-2.31710912e-01]] [[-1.12584318e-01]] [[ 7.70271561e-09]]] [[[-7.71299959e-09]] [[ 1.12680187e-01]] [[ 2.31783829e-01]] ... [[-2.31710912e-01]] [[-1.12584318e-01]] [[ 7.70271561e-09]]]] | Moment coefficient corrected with CCblade.Polar.
airfoils.ac | output |  | [0.275 0.5 0.275 0.275 0.275 0.275 0.275] | 1D array of the aerodynamic centers of each airfoil.
airfoils.r_thick | output |  | [0.4 1. 0.3 0.21 0.25 0.35 0.17] | 1D array of the relative thicknesses of each airfoil.
airfoils.aoa | output | rad | [-3.14159265 -3.08923278 -3.0368729 -2.98451302 -2.93215314 -2.87979327 -2.82743339 -2.77507351 -2.72271363 -2.67035376 -2.61799388 -2.565634 -2.51327412 -2.46091425 -2.40855437 -2.35619449 -2.30383461 -2.25147474 -2.19911486 -2.14675498 -2.0943951 -2.04203522 -1.98967535 -1.93731547 -1.88495559 -1.83259571 -1.78023584 -1.72787596 -1.67551608 -1.6231562 -1.57079633 -1.51843645 -1.46607657 -1.41371669 -1.36135682 -1.30899694 -1.25663706 -1.20427718 -1.15191731 -1.09955743 -1.04719755 -0.99483767 -0.9424778 -0.89011792 -0.83775804 -0.78539816 -0.73303829 -0.68067841 -0.62831853 -0.57595865 -0.52359878 -0.51302102 -0.50244327 -0.49186552 -0.48128776 -0.47071001 -0.46013226 -0.4495545 -0.43897675 -0.428399 -0.41782125 -0.40724349 -0.39666574 -0.38608799 -0.37551023 -0.36493248 -0.35435473 -0.34377697 -0.33319922 -0.32262147 -0.31204371 -0.30146596 -0.29088821 -0.28031046 -0.2697327 -0.25915495 -0.2485772 -0.23799944 -0.22742169 -0.21684394 -0.20626618 -0.19568843 -0.18511068 -0.17453293 -0.16395517 -0.15337742 -0.14279967 -0.13222191 -0.12164416 -0.11106641 -0.10048865 -0.0899109 -0.07933315 -0.06875539 -0.05817764 -0.04759989 -0.03702214 -0.02644438 -0.01586663 -0.00528888 0.00528888 0.01586663 0.02644438 0.03702214 0.04759989 0.05817764 0.06875539 0.07933315 0.0899109 0.10048865 0.11106641 0.12164416 0.13222191 0.14279967 0.15337742 0.16395517 0.17453293 0.18511068 0.19568843 0.20626618 0.21684394 0.22742169 0.23799944 0.2485772 0.25915495 0.2697327 0.28031046 0.29088821 0.30146596 0.31204371 0.32262147 0.33319922 0.34377697 0.35435473 0.36493248 0.37551023 0.38608799 0.39666574 0.40724349 0.41782125 0.428399 0.43897675 0.4495545 0.46013226 0.47071001 0.48128776 0.49186552 0.50244327 0.51302102 0.52359878 0.57595865 0.62831853 0.68067841 0.73303829 0.78539816 0.83775804 0.89011792 0.9424778 0.99483767 1.04719755 1.09955743 1.15191731 1.20427718 1.25663706 1.30899694 1.36135682 1.41371669 1.46607657 1.51843645 1.57079633 1.6231562 1.67551608 1.72787596 1.78023584 1.83259571 1.88495559 1.93731547 1.98967535 2.04203522 2.0943951 2.14675498 2.19911486 2.25147474 2.30383461 2.35619449 2.40855437 2.46091425 2.51327412 2.565634 2.61799388 2.67035376 2.72271363 2.77507351 2.82743339 2.87979327 2.93215314 2.98451302 3.0368729 3.08923278 3.14159265] | 1D array of the angles of attack used to define the polars of the airfoils. All airfoils defined in openmdao share this grid.
airfoils.Re | output |  | [1000000.] | 1D array of the Reynolds numbers used to define the polars of the airfoils. All airfoils defined in openmdao share this grid.
airfoils.cl | output |  | [[[[ 1.27742998e-02]] [[ 1.42693272e-01]] [[ 2.58637012e-01]] ... [[-2.66800672e-01]] [[-1.38782724e-01]] [[ 1.27742998e-02]]] [[[ 0.00000000e+00]] [[ 0.00000000e+00]] [[ 0.00000000e+00]] ... [[ 0.00000000e+00]] [[ 0.00000000e+00]] [[ 0.00000000e+00]]] [[[ 4.96420961e-02]] [[ 1.87282479e-01]] [[ 3.10020952e-01]] ... [[-3.20759911e-01]] [[-1.62662921e-01]] [[ 4.96420961e-02]]] ... [[[-2.61646824e-03]] [[ 2.32069003e-01]] [[ 4.60318188e-01]] ... [[-4.60746100e-01]] [[-2.33089501e-01]] [[-2.61646824e-03]]] [[[ 1.80442976e-02]] [[ 1.49402929e-01]] [[ 2.66763118e-01]] ... [[-2.71122153e-01]] [[-1.39129728e-01]] [[ 1.80442976e-02]]] [[[-1.53642952e-08]] [[ 2.24280087e-01]] [[ 4.60935912e-01]] ... [[-4.60935912e-01]] [[-2.24280087e-01]] [[ 1.53642952e-08]]]] | 4D array with the lift coefficients of the airfoils. Dimension 0 is along the different airfoils defined in the yaml, dimension 1 is along the angles of attack, dimension 2 is along the Reynolds number, dimension 3 is along the number of tabs, which may describe multiple sets at the same station, for example in presence of a flap.
airfoils.cd | output |  | [[[[0.06162547]] [[0.06296798]] [[0.06920074]] ... [[0.07156878]] [[0.06373137]] [[0.06162547]]] [[[0.5 ]] [[0.5 ]] [[0.5 ]] ... [[0.5 ]] [[0.5 ]] [[0.5 ]]] [[[0.02308492]] [[0.03208652]] [[0.05037982]] ... [[0.05179242]] [[0.0324726 ]] [[0.02308492]]] ... [[[0.01677446]] [[0.02683965]] [[0.04620442]] ... [[0.04768644]] [[0.02744935]] [[0.01677446]]] [[[0.03773591]] [[0.04508672]] [[0.06158979]] ... [[0.05995048]] [[0.04432275]] [[0.03773591]]] [[[0.0198 ]] [[0.02572598]] [[0.04114402]] ... [[0.04047996]] [[0.02538511]] [[0.0198 ]]]] | 4D array with the drag coefficients of the airfoils. Dimension 0 is along the different airfoils defined in the yaml, dimension 1 is along the angles of attack, dimension 2 is along the Reynolds number, dimension 3 is along the number of tabs, which may describe multiple sets at the same station, for example in presence of a flap.
airfoils.cm | output |  | [[[[ 3.70854259e-04]] [[ 5.78906867e-02]] [[ 1.09442053e-01]] ... [[-1.20140868e-01]] [[-6.33445740e-02]] [[ 3.70854259e-04]]] [[[ 0.00000000e+00]] [[ 0.00000000e+00]] [[ 0.00000000e+00]] ... [[ 0.00000000e+00]] [[ 0.00000000e+00]] [[ 0.00000000e+00]]] [[[-1.86042725e-07]] [[ 8.25025552e-02]] [[ 1.70228612e-01]] ... [[-1.69531819e-01]] [[-8.25480839e-02]] [[-1.86042725e-07]]] ... [[[-5.55629713e-07]] [[ 1.10572981e-01]] [[ 2.27490820e-01]] ... [[-2.27669873e-01]] [[-1.10610368e-01]] [[-5.55629713e-07]]] [[[ 4.09061074e-04]] [[ 5.80698162e-02]] [[ 1.09744885e-01]] ... [[-1.18962339e-01]] [[-6.27004305e-02]] [[ 4.09061074e-04]]] [[[-7.71299959e-09]] [[ 1.12680187e-01]] [[ 2.31783829e-01]] ... [[-2.31710912e-01]] [[-1.12584318e-01]] [[ 7.70271560e-09]]]] | 4D array with the moment coefficients of the airfoils. Dimension 0 is along the different airfoils defined in the yaml, dimension 1 is along the angles of attack, dimension 2 is along the Reynolds number, dimension 3 is along the number of tabs, which may describe multiple sets at the same station, for example in presence of a flap.
airfoils.coord_xy | output |  | [[[ 1.00000000e+00 -3.47000010e-03] [ 9.82059782e-01 4.47998271e-04] [ 9.63825795e-01 2.56230054e-03] ... [ 9.66589031e-01 1.42523879e-02] [ 9.83283080e-01 8.83657527e-03] [ 1.00000000e+00 3.47000010e-03]] [[ 1.00000000e+00 0.00000000e+00] [ 9.99310113e-01 -2.24586628e-02] [ 9.97715675e-01 -4.48159779e-02] ... [ 9.97767307e-01 4.41944433e-02] [ 9.99327246e-01 2.21465777e-02] [ 1.00000000e+00 -5.92245437e-18]] [[ 1.00000000e+00 -2.46000000e-03] [ 9.79182514e-01 2.21522127e-03] [ 9.58045687e-01 5.01713457e-03] ... [ 9.60781257e-01 1.32444951e-02] [ 9.80406715e-01 7.93618866e-03] [ 1.00000000e+00 2.46000000e-03]] ... [[ 1.00000000e+00 -2.13100000e-03] [ 9.77589551e-01 1.91382544e-03] [ 9.55115490e-01 5.46087449e-03] ... [ 9.57108237e-01 1.39643103e-02] [ 9.78595852e-01 8.23338042e-03] [ 1.00000000e+00 2.13100000e-03]] [[ 1.00000000e+00 -2.83000000e-03] [ 9.81183777e-01 1.62237678e-03] [ 9.62006541e-01 4.01671112e-03] ... [ 9.64854654e-01 1.29112589e-02] [ 9.82422420e-01 7.86900286e-03] [ 1.00000000e+00 2.83000000e-03]] [[ 1.00000000e+00 -1.56966672e-03] [ 9.76316764e-01 1.02847187e-03] [ 9.52601299e-01 3.04112178e-03] ... [ 9.53511819e-01 1.21364556e-02] [ 9.76793838e-01 7.07018392e-03] [ 1.00000000e+00 1.56966672e-03]]] | 3D array of the x and y airfoil coordinates of the n_af airfoils.
airfoils.name | output | Unavailable | ['DU40_A17', 'Cylinder', 'DU30_A17', 'DU21_A17', 'DU25_A17', 'DU35_A17', 'DU17_A17'] | 1D array of names of airfoils.
blade.compute_coord_xy_dim.coord_xy_dim | output | m | [[[ 2.50000000e+00 2.16840434e-18] [ 2.49655057e+00 -1.12293314e-01] [ 2.48857837e+00 -2.24079889e-01] ... [ 2.48883653e+00 2.20972216e-01] [ 2.49663623e+00 1.10732888e-01] [ 2.50000000e+00 -3.46944695e-17]] [[ 4.27795044e+00 -2.22837250e-02] [ 4.18591520e+00 -2.90828693e-02] [ 4.09247003e+00 -3.49149043e-02] ... [ 4.10726861e+00 1.30194902e-01] [ 4.19276834e+00 7.86049754e-02] [ 4.27795044e+00 2.15551328e-02]] [[ 5.07500000e+00 -2.46936952e-02] [ 4.94941847e+00 2.73229340e-03] [ 4.82178057e+00 1.75324093e-02] ... [ 4.84112322e+00 9.93630208e-02] [ 4.95798156e+00 6.14523324e-02] [ 5.07500000e+00 2.38863062e-02]] ... [[ 1.24564656e+00 -2.74786604e-03] [ 1.20495561e+00 1.82505457e-03] [ 1.16420928e+00 5.29798976e-03] ... [ 1.16577368e+00 2.06170717e-02] [ 1.20577529e+00 1.17616651e-02] [ 1.24564656e+00 2.64592695e-03]] [[ 9.89716990e-01 -2.18329162e-03] [ 9.57386368e-01 1.45008028e-03] [ 9.25011748e-01 4.20946891e-03] ... [ 9.26254724e-01 1.63811042e-02] [ 9.58037635e-01 9.34512256e-03] [ 9.89716990e-01 2.10229686e-03]] [[ 3.62500000e-01 -7.99666188e-04] [ 3.50658382e-01 5.31115568e-04] [ 3.38800649e-01 1.54178669e-03] ... [ 3.39255910e-01 5.99984677e-03] [ 3.50896919e-01 3.42280365e-03] [ 3.62500000e-01 7.70000535e-04]]] | 3D array of the dimensional x and y airfoil coordinates of the airfoils interpolated along span for n_span stations. The origin is placed at the pitch axis.
blade.compute_coord_xy_dim.coord_xy_dim_twisted | output | m | [[[ 1.39798226e+00 2.07259393e+00] [ 1.48914874e+00 2.00694060e+00] [ 1.57736602e+00 1.93782109e+00] ... [ 1.20854546e+00 2.18690509e+00] [ 1.30429954e+00 2.13172628e+00] [ 1.39798226e+00 2.07259393e+00]] [[ 3.39121644e+00 2.60787414e+00] [ 3.32272528e+00 2.54602211e+00] [ 3.25252741e+00 2.48406833e+00] ... [ 3.16287989e+00 2.62350852e+00] [ 3.26204571e+00 2.63525006e+00] [ 3.36431162e+00 2.64248593e+00]] [[ 4.50409356e+00 2.33866971e+00] [ 4.38016678e+00 2.30453676e+00] [ 4.26029226e+00 2.25827037e+00] ... [ 4.23935342e+00 2.33970717e+00] [ 4.36043480e+00 2.36050120e+00] [ 4.48149759e+00 2.38167481e+00]] ... [[ 1.24521451e+00 -3.29202191e-02] [ 1.20464626e+00 -2.73629878e-02] [ 1.16399601e+00 -2.29040778e-02] ... [ 1.16593102e+00 -7.62738491e-03] [ 1.20570639e+00 -1.74491478e-02] [ 1.24534516e+00 -2.75280088e-02]] [[ 9.89633368e-01 -1.30492917e-02] [ 9.57344585e-01 -9.06117995e-03] [ 9.25002212e-01 -5.94651574e-03] ... [ 9.26378746e-01 6.21073931e-03] [ 9.58082493e-01 -1.17376379e-03] [ 9.89680419e-01 -8.76396151e-03]] [[ 3.62493470e-01 -2.31809111e-03] [ 3.50657531e-01 -9.37719121e-04] [ 3.38804135e-01 1.22612540e-04] ... [ 3.39278065e-01 4.57872653e-03] [ 3.50908178e-01 1.95294442e-03] [ 3.62500045e-01 -7.48438154e-04]]] | 3D array of the dimensional x and y airfoil coordinates of the airfoils interpolated along span for n_span stations. The origin is placed at the pitch axis.
blade.compute_coord_xy_dim.wetted_area | output | m**2 | [172.91430231] | The wetted (painted) surface area of the blade
blade.compute_coord_xy_dim.projected_area | output | m**2 | [184.6816998] | The projected surface area of the blade
blade.compute_reynolds.Re | output |  | [ 8557115.9770755 11327593.70641727 12772130.71735507 13401137.9085584 14159561.28268302 15005937.26088477 15349628.85220487 15737806.19993235 16169351.21661993 16363382.59896583 16252689.50487631 16111897.0039644 15935383.50908886 15794207.08743988 15480428.27717277 15119645.22513748 14870870.02519052 14718813.82566306 14275131.48887233 14110771.30162109 13930104.40029993 13676632.94735027 13359628.65055731 12978308.8357632 12532001.6662284 12020128.00057278 11473354.66619548 10717263.21921165 8795316.98225081 3324230.84431988]
blade.fatigue.sparU_sigma_ult | output | Pa | [1.546e+09]
blade.fatigue.sparU_wohlerA | output | Pa | [1.546e+09]
blade.fatigue.sparU_wohlerexp | output |  | [16.1]
blade.fatigue.sparL_sigma_ult | output | Pa | [1.546e+09]
blade.fatigue.sparL_wohlerA | output | Pa | [1.546e+09]
blade.fatigue.sparL_wohlerexp | output |  | [16.1]
blade.fatigue.teU_sigma_ult | output | Pa | [6.092e+08]
blade.fatigue.teU_wohlerA | output | Pa | [6.092e+08]
blade.fatigue.teU_wohlerexp | output |  | [10.]
blade.fatigue.teL_sigma_ult | output | Pa | [6.092e+08]
blade.fatigue.teL_wohlerA | output | Pa | [6.092e+08]
blade.fatigue.teL_wohlerexp | output |  | [10.]
blade.high_level_blade_props.rotor_diameter | output | m | [250.] | Diameter of the rotor used in WISDEM. It is defined as two times the blade length plus the hub diameter.
blade.high_level_blade_props.r_blade | output | m | [ 5. 9.1379309 13.27586218 17.41379339 21.55172397 25.68965483 29.8275866 33.96551734 38.10344794 42.24137925 46.37931072 50.51724133 54.65517201 58.79310371 62.93103471 67.06896529 71.20689629 75.34482799 79.48275867 83.62068928 87.75862075 91.89655206 96.03448266 100.1724134 104.31034517 108.44827603 112.58620661 116.72413775 120.86207007 125. ] | 1D array of the dimensional spanwise grid defined along the rotor (hub radius to blade tip projected on the plane)
blade.high_level_blade_props.rotor_radius | output | m | [125.] | Scalar of the rotor radius, defined ignoring prebend and sweep curvatures, and cone and uptilt angles.
blade.high_level_blade_props.blade_ref_axis | output | m | [[ 0. 0. 0. ] [ 0. 0. 4.1379309 ] [ 0. 0. 8.27586218] [ 0. 0. 12.41379339] [ 0. 0. 16.55172397] [ 0. 0. 20.68965483] [ 0. 0. 24.8275866 ] [ 0. 0. 28.96551734] [ 0. 0. 33.10344794] [ 0. 0. 37.24137925] [ 0. 0. 41.37931072] [ 0. 0. 45.51724133] [ 0. 0. 49.65517201] [ 0. 0. 53.79310371] [ 0. 0. 57.93103471] [ 0. 0. 62.06896529] [ 0. 0. 66.20689629] [ 0. 0. 70.34482799] [ 0. 0. 74.48275867] [ 0. 0. 78.62068928] [ 0. 0. 82.75862075] [ 0. 0. 86.89655206] [ 0. 0. 91.03448266] [ 0. 0. 95.1724134 ] [ 0. 0. 99.31034517] [ 0. 0. 103.44827603] [ 0. 0. 107.58620661] [ 0. 0. 111.72413775] [ 0. 0. 115.86207007] [ 0. 0. 120. ]] | 2D array of the coordinates (x,y,z) of the blade reference axis scaled based on rotor diameter, defined along blade span. The coordinate system is the one of BeamDyn: it is placed at blade root with x pointing the suction side of the blade, y pointing the trailing edge and z along the blade span. A standard configuration will have negative x values (prebend), if swept positive y values, and positive z values.
blade.high_level_blade_props.prebend | output | m | [0. 0. 0. 0. 0. 0. 0. 0. 0. 0. 0. 0. 0. 0. 0. 0. 0. 0. 0. 0. 0. 0. 0. 0. 0. 0. 0. 0. 0. 0.] | Blade prebend at each section
blade.high_level_blade_props.prebendTip | output | m | [0.] | Blade prebend at tip
blade.high_level_blade_props.presweep | output | m | [0. 0. 0. 0. 0. 0. 0. 0. 0. 0. 0. 0. 0. 0. 0. 0. 0. 0. 0. 0. 0. 0. 0. 0. 0. 0. 0. 0. 0. 0.] | Blade presweep at each section
blade.high_level_blade_props.presweepTip | output | m | [0.] | Blade presweep at tip
blade.high_level_blade_props.blade_length | output | m | [120.] | Scalar of the 3D blade length computed along its axis, scaled based on the user defined rotor diameter.
blade.internal_structure_2d_fem.joint_position | output |  | [0.] | Spanwise position of the segmentation joint.
blade.internal_structure_2d_fem.joint_mass | output | kg | [0.] | Mass of the joint.
blade.internal_structure_2d_fem.joint_nonmaterial_cost | output | USD | [0.] | Cost of the joint.
blade.internal_structure_2d_fem.d_f | output | m | [0.03] | Diameter of the fastener
blade.internal_structure_2d_fem.sigma_max | output | Pa | [6.75e+08] | Max stress on bolt
blade.internal_structure_2d_fem.joint_bolt | output | Unavailable | M30 | Type of bolt: M30, M36, or M48
blade.internal_structure_2d_fem.reinforcement_layer_ss | output | Unavailable | joint_reinf_ss | Layer identifier for the reinforcement layer at the join where bolts are inserted, suction side
blade.internal_structure_2d_fem.reinforcement_layer_ps | output | Unavailable | joint_reinf_ps | Layer identifier for the reinforcement layer at the join where bolts are inserted, pressure side
blade.internal_structure_2d_fem.web_rotation | output | rad | [[-0.97738438 -0.66076487 -0.48378032 -0.35172297 -0.23757181 -0.15461066 -0.11998401 -0.08951877 -0.08011156 -0.06839539 -0.05069348 -0.03689154 -0.02589658 0.00260522 0.01628047 0.02163829 0.02589926 0.03262599 0.03850517 0.04566013 0.04813058 0.04991932 0.05373845 0.05934119 0.05934119 0.05135876 0.03840534 0.02422526 0.01097925 0.00418879] [-0.97738438 -0.66076487 -0.48378032 -0.35172297 -0.23757181 -0.15461066 -0.11998401 -0.08951877 -0.08011156 -0.06839539 -0.05069348 -0.03689154 -0.02589658 0.00260522 0.01628047 0.02163829 0.02589926 0.03262599 0.03850517 0.04566013 0.04813058 0.04991932 0.05373845 0.05934119 0.05934119 0.05135876 0.03840534 0.02422526 0.01097925 0.00418879]] | 2D array of the rotation angle of the shear webs in respect to the chord line. The first dimension represents each shear web, the second dimension represents each entry along blade span. If the rotation is equal to negative twist +- a constant, then the web is built straight.
blade.internal_structure_2d_fem.web_start_nd | output |  | [[0.09443924 0.22028559 0.2909226 0.32714482 0.33992124 0.35394283 0.35795247 0.36158362 0.36333612 0.36849398 0.37502314 0.37817178 0.38126751 0.38566903 0.38948024 0.39387821 0.39807393 0.40112861 0.40526073 0.40861291 0.41187352 0.41567918 0.4201229 0.42493066 0.43022388 0.438479 0.44613537 0.45557637 0.45654734 0.35514123] [0.09443924 0.22028559 0.2909226 0.2821279 0.29497144 0.3080999 0.31028983 0.31208816 0.31203055 0.3139898 0.31600373 0.3150097 0.31363617 0.31356438 0.31185283 0.30988156 0.30796239 0.30566399 0.3022003 0.29963697 0.29666059 0.29297368 0.28840258 0.28399838 0.27870481 0.2733538 0.26649906 0.25645508 0.23017251 0.35514123]] | 2D array of the non-dimensional start point defined along the outer profile of a web. The TE suction side is 0, the TE pressure side is 1. The first dimension represents each web, the second dimension represents each entry along blade span.
blade.internal_structure_2d_fem.web_end_nd | output |  | [[0.59444857 0.62189489 0.62633404 0.61588482 0.62540739 0.62907116 0.63062852 0.63186896 0.63163908 0.62851035 0.62419046 0.62296768 0.62140949 0.62086375 0.61890963 0.61362842 0.60657502 0.60417114 0.6005548 0.59785301 0.59474493 0.5891243 0.58121683 0.57661479 0.57101193 0.56161083 0.55349246 0.54287466 0.54120503 0.64386652] [0.59444857 0.62189489 0.62633404 0.66085041 0.67027318 0.6747734 0.67807638 0.68109183 0.68263479 0.68265141 0.6828203 0.68570157 0.68856642 0.69252115 0.69606266 0.69746599 0.69738865 0.70045065 0.70456263 0.70792046 0.7111373 0.71333555 0.71487803 0.71976622 0.72497646 0.72899915 0.73501951 0.74387971 0.76895362 0.64386652]] | 2D array of the non-dimensional end point defined along the outer profile of a web. The TE suction side is 0, the TE pressure side is 1. The first dimension represents each web, the second dimension represents each entry along blade span.
blade.internal_structure_2d_fem.web_offset_y_pa | output | m | [[ 0. 0. 0. -0.35 -0.35 -0.35 -0.35 -0.35 -0.35 -0.35 -0.35 -0.35 -0.35 -0.35 -0.35 -0.35 -0.35 -0.35 -0.35 -0.35 -0.35 -0.35 -0.35 -0.35 -0.35 -0.35 -0.35 -0.35 -0.28155742 0. ] [ 0. 0. 0. 0.35 0.35 0.35 0.35 0.35 0.35 0.35 0.35 0.35 0.35 0.35 0.35 0.35 0.35 0.35 0.35 0.35 0.35 0.35 0.35 0.35 0.35 0.35 0.35 0.35 0.35 0. ]] | 2D array of the offset along the y axis to set the position of the shear webs. Positive values move the web towards the trailing edge, negative values towards the leading edge. The first dimension represents each shear web, the second dimension represents each entry along blade span.
blade.internal_structure_2d_fem.layer_rotation | output | rad | [[ 0. 0. 0. 0. 0. 0. 0. 0. 0. 0. 0. 0. 0. 0. 0. 0. 0. 0. 0. 0. 0. 0. 0. 0. 0. 0. 0. 0. 0. 0. ] [ 0. 0. 0. 0. 0. 0. 0. 0. 0. 0. 0. 0. 0. 0. 0. 0. 0. 0. 0. 0. 0. 0. 0. 0. 0. 0. 0. 0. 0. 0. ] [-0.97738438 -0.66076487 -0.48378032 -0.35172297 -0.23757181 -0.15461066 -0.11998401 -0.08951877 -0.08011156 -0.06839539 -0.05069348 -0.03689154 -0.02589658 0.00260522 0.01628047 0.02163829 0.02589926 0.03262599 0.03850517 0.04566013 0.04813058 0.04991932 0.05373845 0.05934119 0.05934119 0.05135876 0.03840534 0.02422526 0.01097925 0.00418879] [-0.97738438 -0.66076487 -0.48378032 -0.35172297 -0.23757181 -0.15461066 -0.11998401 -0.08951877 -0.08011156 -0.06839539 -0.05069348 -0.03689154 -0.02589658 0.00260522 0.01628047 0.02163829 0.02589926 0.03262599 0.03850517 0.04566013 0.04813058 0.04991932 0.05373845 0.05934119 0.05934119 0.05135876 0.03840534 0.02422526 0.01097925 0.00418879] [ 0. 0. 0. 0. 0. 0. 0. 0. 0. 0. 0. 0. 0. 0. 0. 0. 0. 0. 0. 0. 0. 0. 0. 0. 0. 0. 0. 0. 0. 0. ] [ 0. 0. 0. 0. 0. 0. 0. 0. 0. 0. 0. 0. 0. 0. 0. 0. 0. 0. 0. 0. 0. 0. 0. 0. 0. 0. 0. 0. 0. 0. ] [ 0. 0. 0. 0. 0. 0. 0. 0. 0. 0. 0. 0. 0. 0. 0. 0. 0. 0. 0. 0. 0. 0. 0. 0. 0. 0. 0. 0. 0. 0. ] [ 0. 0. 0. 0. 0. 0. 0. 0. 0. 0. 0. 0. 0. 0. 0. 0. 0. 0. 0. 0. 0. 0. 0. 0. 0. 0. 0. 0. 0. 0. ] [ 0. 0. 0. 0. 0. 0. 0. 0. 0. 0. 0. 0. 0. 0. 0. 0. 0. 0. 0. 0. 0. 0. 0. 0. 0. 0. 0. 0. 0. 0. ] [ 0. 0. 0. 0. 0. 0. 0. 0. 0. 0. 0. 0. 0. 0. 0. 0. 0. 0. 0. 0. 0. 0. 0. 0. 0. 0. 0. 0. 0. 0. ] [ 0. 0. 0. 0. 0. 0. 0. 0. 0. 0. 0. 0. 0. 0. 0. 0. 0. 0. 0. 0. 0. 0. 0. 0. 0. 0. 0. 0. 0. 0. ] [ 0. 0. 0. 0. 0. 0. 0. 0. 0. 0. 0. 0. 0. 0. 0. 0. 0. 0. 0. 0. 0. 0. 0. 0. 0. 0. 0. 0. 0. 0. ] [ 0. 0. 0. 0. 0. 0. 0. 0. 0. 0. 0. 0. 0. 0. 0. 0. 0. 0. 0. 0. 0. 0. 0. 0. 0. 0. 0. 0. 0. 0. ] [ 0. 0. 0. 0. 0. 0. 0. 0. 0. 0. 0. 0. 0. 0. 0. 0. 0. 0. 0. 0. 0. 0. 0. 0. 0. 0. 0. 0. 0. 0. ] [ 0. 0. 0. 0. 0. 0. 0. 0. 0. 0. 0. 0. 0. 0. 0. 0. 0. 0. 0. 0. 0. 0. 0. 0. 0. 0. 0. 0. 0. 0. ] [ 0. 0. 0. 0. 0. 0. 0. 0. 0. 0. 0. 0. 0. 0. 0. 0. 0. 0. 0. 0. 0. 0. 0. 0. 0. 0. 0. 0. 0. 0. ] [ 0. 0. 0. 0. 0. 0. 0. 0. 0. 0. 0. 0. 0. 0. 0. 0. 0. 0. 0. 0. 0. 0. 0. 0. 0. 0. 0. 0. 0. 0. ] [ 0. 0. 0. 0. 0. 0. 0. 0. 0. 0. 0. 0. 0. 0. 0. 0. 0. 0. 0. 0. 0. 0. 0. 0. 0. 0. 0. 0. 0. 0. ]] | 2D array of the rotation angle of a layer in respect to the chord line. The first dimension represents each layer, the second dimension represents each entry along blade span. If the rotation is equal to negative twist +- a constant, then the layer is built straight.
blade.internal_structure_2d_fem.layer_start_nd | output |  | [[0. 0. 0. 0. 0. 0. 0. 0. 0. 0. 0. 0. 0. 0. 0. 0. 0. 0. 0. 0. 0. 0. 0. 0. 0. 0. 0. 0. 0. 0. ] [0. 0. 0. 0. 0. 0. 0. 0. 0. 0. 0. 0. 0. 0. 0. 0. 0. 0. 0. 0. 0. 0. 0. 0. 0. 0. 0. 0. 0. 0. ] [0.06578734 0.19181051 0.26253347 0.27600434 0.28868679 0.30162817 0.30355863 0.30511017 0.30480667 0.30632528 0.30770565 0.30615919 0.30419558 0.30357284 0.301169 0.29825907 0.29524936 0.29223542 0.28775694 0.28442639 0.28063191 0.27585455 0.27001348 0.26441435 0.25771614 0.25035209 0.24949909 0.24901627 0.24856522 0.24833394] [0.56579667 0.59341982 0.59794492 0.60972625 0.61912309 0.6226054 0.62389262 0.62487392 0.62439582 0.62082914 0.6159228 0.61416478 0.61203382 0.61097975 0.60837164 0.60235604 0.59469894 0.59169882 0.58723315 0.583918 0.58012905 0.57366289 0.56469763 0.55919233 0.55249412 0.54090391 0.53867113 0.53800161 0.53737817 0.53705922] [0.49999966 0.50048349 0.50578694 0.48055217 0.48081957 0.48199072 0.48094998 0.47990811 0.47889279 0.47696109 0.47322704 0.47090472 0.46840513 0.46589755 0.46282427 0.45774496 0.45067988 0.44765656 0.44337488 0.44005053 0.43663292 0.43102845 0.42535246 0.4251247 0.49608288 0.49654267 0.49727784 0.49727784 0.49727784 0.49727784] [0. 0. 0. 0. 0. 0. 0. 0. 0. 0. 0. 0. 0. 0. 0. 0. 0. 0. 0. 0. 0. 0. 0. 0. 0. 0. 0. 0. 0. 0. ] [1. 1. 1. 0.96845653 0.9682747 0.96753706 0.96623615 0.96493381 0.96366465 0.96140206 0.95820747 0.95530457 0.95218009 0.94904561 0.94520401 0.94058225 0.93589509 0.93211595 0.92676384 0.9226057 0.91823166 0.91283402 0.90631632 0.89983676 1. 1. 1. 1. 1. 1. ] [0. 0. 0. 0.03154347 0.0317253 0.03246294 0.03376385 0.03506619 0.03633535 0.03859794 0.04179253 0.04469543 0.04781991 0.05095439 0.05479599 0.05941775 0.06410491 0.06788405 0.07323616 0.0773943 0.08176834 0.08716598 0.09368368 0.10016324 0. 0. 0. 0. 0. 0. ] [0.12309114 0.24876067 0.31931172 0.33278259 0.34579233 0.36006145 0.36433356 0.36822931 0.3702103 0.37580158 0.3829322 0.38661096 0.39027142 0.39529074 0.39980179 0.40521101 0.41063819 0.41442671 0.41958201 0.42373612 0.42781493 0.43275331 0.43864411 0.44470819 0.4514064 0.46164578 0.46311367 0.46263085 0.4621798 0.46194853] [0.49999966 0.50048349 0.50578694 0.53102172 0.53158004 0.53393141 0.53497215 0.53601402 0.53702935 0.5387178 0.54009508 0.54241741 0.54491699 0.54742457 0.55049786 0.55281336 0.55324773 0.55627104 0.56055273 0.56387707 0.56729468 0.56863433 0.5668133 0.56704106 0.49608288 0.49654267 0.49727784 0.49727784 0.49727784 0.49727784] [0.62310047 0.65036997 0.65472317 0.66650449 0.67622863 0.68103869 0.68466755 0.68799306 0.68979945 0.69030544 0.69114935 0.69461656 0.69810967 0.70269766 0.70700443 0.70930798 0.71008777 0.71389011 0.71905823 0.72322774 0.72731207 0.73056165 0.73332825 0.73948617 0.74618438 0.7521976 0.75228572 0.7516162 0.75099275 0.75067381] [0. 0. 0. 0. 0. 0. 0. 0. 0. 0. 0. 0. 0. 0. 0. 0. 0. 0. 0. 0. 0. 0. 0. 0. 0. 0. 0. 0. 0. 0. ] [0. 0. 0. 0. 0. 0. 0. 0. 0. 0. 0. 0. 0. 0. 0. 0. 0. 0. 0. 0. 0. 0. 0. 0. 0. 0. 0. 0. 0. 0. ] [0. 0. 0. 0. 0. 0. 0. 0. 0. 0. 0. 0. 0. 0. 0. 0. 0. 0. 0. 0. 0. 0. 0. 0. 0. 0. 0. 0. 0. 0. ] [0. 0. 0. 0. 0. 0. 0. 0. 0. 0. 0. 0. 0. 0. 0. 0. 0. 0. 0. 0. 0. 0. 0. 0. 0. 0. 0. 0. 0. 0. ] [0. 0. 0. 0. 0. 0. 0. 0. 0. 0. 0. 0. 0. 0. 0. 0. 0. 0. 0. 0. 0. 0. 0. 0. 0. 0. 0. 0. 0. 0. ] [0. 0. 0. 0. 0. 0. 0. 0. 0. 0. 0. 0. 0. 0. 0. 0. 0. 0. 0. 0. 0. 0. 0. 0. 0. 0. 0. 0. 0. 0. ] [0. 0. 0. 0. 0. 0. 0. 0. 0. 0. 0. 0. 0. 0. 0. 0. 0. 0. 0. 0. 0. 0. 0. 0. 0. 0. 0. 0. 0. 0. ]] | 2D array of the non-dimensional start point defined along the outer profile of a layer. The TE suction side is 0, the TE pressure side is 1. The first dimension represents each layer, the second dimension represents each entry along blade span.
blade.internal_structure_2d_fem.layer_end_nd | output |  | [[1. 1. 1. 1. 1. 1. 1. 1. 1. 1. 1. 1. 1. 1. 1. 1. 1. 1. 1. 1. 1. 1. 1. 1. 1. 1. 1. 1. 1. 1. ] [1. 1. 1. 1. 1. 1. 1. 1. 1. 1. 1. 1. 1. 1. 1. 1. 1. 1. 1. 1. 1. 1. 1. 1. 1. 1. 1. 1. 1. 1. ] [0.12309114 0.24876067 0.31931172 0.33278259 0.34579233 0.36006145 0.36433356 0.36822931 0.3702103 0.37580158 0.3829322 0.38661096 0.39027142 0.39529074 0.39980179 0.40521101 0.41063819 0.41442671 0.41958201 0.42373612 0.42781493 0.43275331 0.43864411 0.44470819 0.4514064 0.46164578 0.46311367 0.46263085 0.4621798 0.46194853] [0.62310047 0.65036997 0.65472317 0.66650449 0.67622863 0.68103869 0.68466755 0.68799306 0.68979945 0.69030544 0.69114935 0.69461656 0.69810967 0.70269766 0.70700443 0.70930798 0.71008777 0.71389011 0.71905823 0.72322774 0.72731207 0.73056165 0.73332825 0.73948617 0.74618438 0.7521976 0.75228572 0.7516162 0.75099275 0.75067381] [0.49999966 0.50048349 0.50578694 0.53102172 0.53158004 0.53393141 0.53497215 0.53601402 0.53702935 0.5387178 0.54009508 0.54241741 0.54491699 0.54742457 0.55049786 0.55281336 0.55324773 0.55627104 0.56055273 0.56387707 0.56729468 0.56863433 0.5668133 0.56704106 0.49608288 0.49654267 0.49727784 0.49727784 0.49727784 0.49727784] [0. 0. 0. 0.03154347 0.0317253 0.03246294 0.03376385 0.03506619 0.03633535 0.03859794 0.04179253 0.04469543 0.04781991 0.05095439 0.05479599 0.05941775 0.06410491 0.06788405 0.07323616 0.0773943 0.08176834 0.08716598 0.09368368 0.10016324 0. 0. 0. 0. 0. 0. ] [1. 1. 1. 1. 1. 1. 1. 1. 1. 1. 1. 1. 1. 1. 1. 1. 1. 1. 1. 1. 1. 1. 1. 1. 1. 1. 1. 1. 1. 1. ] [0.06578734 0.19181051 0.26253347 0.27600434 0.28868679 0.30162817 0.30355863 0.30511017 0.30480667 0.30632528 0.30770565 0.30615919 0.30419558 0.30357284 0.301169 0.29825907 0.29524936 0.29223542 0.28775694 0.28442639 0.28063191 0.27585455 0.27001348 0.26441435 0.25771614 0.25035209 0.24949909 0.24901627 0.24856522 0.24833394] [0.49999966 0.50048349 0.50578694 0.48055217 0.48081957 0.48199072 0.48094998 0.47990811 0.47889279 0.47696109 0.47322704 0.47090472 0.46840513 0.46589755 0.46282427 0.45774496 0.45067988 0.44765656 0.44337488 0.44005053 0.43663292 0.43102845 0.42535246 0.4251247 0.49608288 0.49654267 0.49727784 0.49727784 0.49727784 0.49727784] [0.56579667 0.59341982 0.59794492 0.60972625 0.61912309 0.6226054 0.62389262 0.62487392 0.62439582 0.62082914 0.6159228 0.61416478 0.61203382 0.61097975 0.60837164 0.60235604 0.59469894 0.59169882 0.58723315 0.583918 0.58012905 0.57366289 0.56469763 0.55919233 0.55249412 0.54090391 0.53867113 0.53800161 0.53737817 0.53705922] [1. 1. 1. 0.96845653 0.9682747 0.96753706 0.96623615 0.96493381 0.96366465 0.96140206 0.95820747 0.95530457 0.95218009 0.94904561 0.94520401 0.94058225 0.93589509 0.93211595 0.92676384 0.9226057 0.91823166 0.91283402 0.90631632 0.89983676 1. 1. 1. 1. 1. 1. ] [1. 1. 1. 1. 1. 1. 1. 1. 1. 1. 1. 1. 1. 1. 1. 1. 1. 1. 1. 1. 1. 1. 1. 1. 1. 1. 1. 1. 1. 1. ] [0. 0. 0. 0. 0. 0. 0. 0. 0. 0. 0. 0. 0. 0. 0. 0. 0. 0. 0. 0. 0. 0. 0. 0. 0. 0. 0. 0. 0. 0. ] [0. 0. 0. 0. 0. 0. 0. 0. 0. 0. 0. 0. 0. 0. 0. 0. 0. 0. 0. 0. 0. 0. 0. 0. 0. 0. 0. 0. 0. 0. ] [0. 0. 0. 0. 0. 0. 0. 0. 0. 0. 0. 0. 0. 0. 0. 0. 0. 0. 0. 0. 0. 0. 0. 0. 0. 0. 0. 0. 0. 0. ] [0. 0. 0. 0. 0. 0. 0. 0. 0. 0. 0. 0. 0. 0. 0. 0. 0. 0. 0. 0. 0. 0. 0. 0. 0. 0. 0. 0. 0. 0. ] [0. 0. 0. 0. 0. 0. 0. 0. 0. 0. 0. 0. 0. 0. 0. 0. 0. 0. 0. 0. 0. 0. 0. 0. 0. 0. 0. 0. 0. 0. ] [0. 0. 0. 0. 0. 0. 0. 0. 0. 0. 0. 0. 0. 0. 0. 0. 0. 0. 0. 0. 0. 0. 0. 0. 0. 0. 0. 0. 0. 0. ]] | 2D array of the non-dimensional end point defined along the outer profile of a layer. The TE suction side is 0, the TE pressure side is 1. The first dimension represents each layer, the second dimension represents each entry along blade span.
blade.internal_structure_2d_fem.layer_offset_y_pa | output | m | [[0. 0. 0. 0. 0. 0. 0. 0. 0. 0. 0. 0. 0. 0. 0. 0. 0. 0. 0. 0. 0. 0. 0. 0. 0. 0. 0. 0. 0. 0.] [0. 0. 0. 0. 0. 0. 0. 0. 0. 0. 0. 0. 0. 0. 0. 0. 0. 0. 0. 0. 0. 0. 0. 0. 0. 0. 0. 0. 0. 0.] [0. 0. 0. 0. 0. 0. 0. 0. 0. 0. 0. 0. 0. 0. 0. 0. 0. 0. 0. 0. 0. 0. 0. 0. 0. 0. 0. 0. 0. 0.] [0. 0. 0. 0. 0. 0. 0. 0. 0. 0. 0. 0. 0. 0. 0. 0. 0. 0. 0. 0. 0. 0. 0. 0. 0. 0. 0. 0. 0. 0.] [0. 0. 0. 0. 0. 0. 0. 0. 0. 0. 0. 0. 0. 0. 0. 0. 0. 0. 0. 0. 0. 0. 0. 0. 0. 0. 0. 0. 0. 0.] [0. 0. 0. 0. 0. 0. 0. 0. 0. 0. 0. 0. 0. 0. 0. 0. 0. 0. 0. 0. 0. 0. 0. 0. 0. 0. 0. 0. 0. 0.] [0. 0. 0. 0. 0. 0. 0. 0. 0. 0. 0. 0. 0. 0. 0. 0. 0. 0. 0. 0. 0. 0. 0. 0. 0. 0. 0. 0. 0. 0.] [0. 0. 0. 0. 0. 0. 0. 0. 0. 0. 0. 0. 0. 0. 0. 0. 0. 0. 0. 0. 0. 0. 0. 0. 0. 0. 0. 0. 0. 0.] [0. 0. 0. 0. 0. 0. 0. 0. 0. 0. 0. 0. 0. 0. 0. 0. 0. 0. 0. 0. 0. 0. 0. 0. 0. 0. 0. 0. 0. 0.] [0. 0. 0. 0. 0. 0. 0. 0. 0. 0. 0. 0. 0. 0. 0. 0. 0. 0. 0. 0. 0. 0. 0. 0. 0. 0. 0. 0. 0. 0.] [0. 0. 0. 0. 0. 0. 0. 0. 0. 0. 0. 0. 0. 0. 0. 0. 0. 0. 0. 0. 0. 0. 0. 0. 0. 0. 0. 0. 0. 0.] [0. 0. 0. 0. 0. 0. 0. 0. 0. 0. 0. 0. 0. 0. 0. 0. 0. 0. 0. 0. 0. 0. 0. 0. 0. 0. 0. 0. 0. 0.] [0. 0. 0. 0. 0. 0. 0. 0. 0. 0. 0. 0. 0. 0. 0. 0. 0. 0. 0. 0. 0. 0. 0. 0. 0. 0. 0. 0. 0. 0.] [0. 0. 0. 0. 0. 0. 0. 0. 0. 0. 0. 0. 0. 0. 0. 0. 0. 0. 0. 0. 0. 0. 0. 0. 0. 0. 0. 0. 0. 0.] [0. 0. 0. 0. 0. 0. 0. 0. 0. 0. 0. 0. 0. 0. 0. 0. 0. 0. 0. 0. 0. 0. 0. 0. 0. 0. 0. 0. 0. 0.] [0. 0. 0. 0. 0. 0. 0. 0. 0. 0. 0. 0. 0. 0. 0. 0. 0. 0. 0. 0. 0. 0. 0. 0. 0. 0. 0. 0. 0. 0.] [0. 0. 0. 0. 0. 0. 0. 0. 0. 0. 0. 0. 0. 0. 0. 0. 0. 0. 0. 0. 0. 0. 0. 0. 0. 0. 0. 0. 0. 0.] [0. 0. 0. 0. 0. 0. 0. 0. 0. 0. 0. 0. 0. 0. 0. 0. 0. 0. 0. 0. 0. 0. 0. 0. 0. 0. 0. 0. 0. 0.]] | 2D array of the offset along the y axis to set the position of a layer. Positive values move the layer towards the trailing edge, negative values towards the leading edge. The first dimension represents each layer, the second dimension represents each entry along blade span.
blade.internal_structure_2d_fem.layer_width | output | m | [[0. 0. 0. 0. 0. 0. 0. 0. 0. 0. 0. 0. 0. 0. 0. 0. 0. 0. 0. 0. 0. 0. 0. 0. 0. 0. 0. 0. 0. 0. ] [0. 0. 0. 0. 0. 0. 0. 0. 0. 0. 0. 0. 0. 0. 0. 0. 0. 0. 0. 0. 0. 0. 0. 0. 0. 0. 0. 0. 0. 0. ] [0.9 0.9 0.9 0.9 0.9 0.9 0.9 0.9 0.9 0.9 0.9 0.9 0.9 0.9 0.9 0.9 0.9 0.9 0.9 0.9 0.9 0.9 0.9 0.9 0.89999988 0.89998023 0.83675592 0.7559786 0.60065583 0.22 ] [0.9 0.9 0.9 0.9 0.9 0.9 0.9 0.9 0.9 0.9 0.9 0.9 0.9 0.9 0.9 0.9 0.9 0.9 0.9 0.9 0.9 0.9 0.9 0.9 0.89999988 0.89998023 0.83675592 0.7559786 0.60065583 0.22 ] [0. 0. 0. 0.8 0.8 0.8 0.8 0.8 0.8 0.8 0.8 0.8 0.8 0.8 0.8 0.8 0.8 0.8 0.8 0.79997205 0.7989752 0.78933255 0.7549919 0.70842539 0. 0. 0. 0. 0. 0. ] [0. 0. 0. 0.5 0.5 0.5 0.5 0.5 0.5 0.5 0.5 0.5 0.5 0.5 0.5 0.5 0.5 0.5 0.5 0.5 0.5 0.5 0.5 0.5 0. 0. 0. 0. 0. 0. ] [0. 0. 0. 0.5 0.5 0.5 0.5 0.5 0.5 0.5 0.5 0.5 0.5 0.5 0.5 0.5 0.5 0.5 0.5 0.5 0.5 0.5 0.5 0.5 0. 0. 0. 0. 0. 0. ] [0. 0. 0. 0. 0. 0. 0. 0. 0. 0. 0. 0. 0. 0. 0. 0. 0. 0. 0. 0. 0. 0. 0. 0. 0. 0. 0. 0. 0. 0. ] [0. 0. 0. 0. 0. 0. 0. 0. 0. 0. 0. 0. 0. 0. 0. 0. 0. 0. 0. 0. 0. 0. 0. 0. 0. 0. 0. 0. 0. 0. ] [0. 0. 0. 0. 0. 0. 0. 0. 0. 0. 0. 0. 0. 0. 0. 0. 0. 0. 0. 0. 0. 0. 0. 0. 0. 0. 0. 0. 0. 0. ] [0. 0. 0. 0. 0. 0. 0. 0. 0. 0. 0. 0. 0. 0. 0. 0. 0. 0. 0. 0. 0. 0. 0. 0. 0. 0. 0. 0. 0. 0. ] [0. 0. 0. 0. 0. 0. 0. 0. 0. 0. 0. 0. 0. 0. 0. 0. 0. 0. 0. 0. 0. 0. 0. 0. 0. 0. 0. 0. 0. 0. ] [0. 0. 0. 0. 0. 0. 0. 0. 0. 0. 0. 0. 0. 0. 0. 0. 0. 0. 0. 0. 0. 0. 0. 0. 0. 0. 0. 0. 0. 0. ] [0. 0. 0. 0. 0. 0. 0. 0. 0. 0. 0. 0. 0. 0. 0. 0. 0. 0. 0. 0. 0. 0. 0. 0. 0. 0. 0. 0. 0. 0. ] [0. 0. 0. 0. 0. 0. 0. 0. 0. 0. 0. 0. 0. 0. 0. 0. 0. 0. 0. 0. 0. 0. 0. 0. 0. 0. 0. 0. 0. 0. ] [0. 0. 0. 0. 0. 0. 0. 0. 0. 0. 0. 0. 0. 0. 0. 0. 0. 0. 0. 0. 0. 0. 0. 0. 0. 0. 0. 0. 0. 0. ] [0. 0. 0. 0. 0. 0. 0. 0. 0. 0. 0. 0. 0. 0. 0. 0. 0. 0. 0. 0. 0. 0. 0. 0. 0. 0. 0. 0. 0. 0. ] [0. 0. 0. 0. 0. 0. 0. 0. 0. 0. 0. 0. 0. 0. 0. 0. 0. 0. 0. 0. 0. 0. 0. 0. 0. 0. 0. 0. 0. 0. ]] | 2D array of the width along the outer profile of a layer. The first dimension represents each layer, the second dimension represents each entry along blade span.
blade.interp_airfoils.r_thick_interp | output |  | [1. 0.56482845 0.4 0.4 0.38854197 0.35 0.35 0.35 0.35 0.32886547 0.3 0.3 0.3 0.3 0.3 0.28140145 0.25 0.25 0.25 0.25 0.25 0.23710074 0.21 0.21 0.21 0.17916643 0.17 0.17 0.17 0.17 ] | 1D array of the relative thicknesses of the blade defined along span.
blade.interp_airfoils.ac_interp | output |  | [0.5 0.33681067 0.275 0.275 0.275 0.275 0.275 0.275 0.275 0.275 0.275 0.275 0.275 0.275 0.275 0.275 0.275 0.275 0.275 0.275 0.275 0.275 0.275 0.275 0.275 0.275 0.275 0.275 0.275 0.275 ] | 1D array of the aerodynamic center of the blade defined along span.
blade.interp_airfoils.cl_interp | output |  | [[[[-3.25260652e-19]] [[ 3.46944695e-18]] [[-1.38777878e-17]] ... [[ 3.38271078e-17]] [[-1.73472348e-18]] [[-3.57786717e-18]]] [[[ 6.63256118e-03]] [[ 1.13462757e-01]] [[ 2.14951605e-01]] ... [[-2.32379273e-01]] [[-1.26591152e-01]] [[ 6.63256118e-03]]] [[[ 1.27742998e-02]] [[ 1.42693272e-01]] [[ 2.58637012e-01]] ... [[-2.66800672e-01]] [[-1.38782724e-01]] [[ 1.27742998e-02]]] ... [[[-1.53642952e-08]] [[ 2.24280087e-01]] [[ 4.60935912e-01]] ... [[-4.60935912e-01]] [[-2.24280087e-01]] [[ 1.53642952e-08]]] [[[-1.53642952e-08]] [[ 2.24280087e-01]] [[ 4.60935912e-01]] ... [[-4.60935912e-01]] [[-2.24280087e-01]] [[ 1.53642952e-08]]] [[[-1.53642952e-08]] [[ 2.24280087e-01]] [[ 4.60935912e-01]] ... [[-4.60935912e-01]] [[-2.24280087e-01]] [[ 1.53642952e-08]]]] | 4D array with the lift coefficients of the airfoils. Dimension 0 is along the blade span for n_span stations, dimension 1 is along the angles of attack, dimension 2 is along the Reynolds number, dimension 3 is along the number of tabs, which may describe multiple sets at the same station, for example in presence of a flap.
blade.interp_airfoils.cd_interp | output |  | [[[[0.5 ]] [[0.5 ]] [[0.5 ]] ... [[0.5 ]] [[0.5 ]] [[0.5 ]]] [[[0.15834246]] [[0.14657251]] [[0.12654502]] ... [[0.13933512]] [[0.1506808 ]] [[0.15834246]]] [[[0.06162547]] [[0.06296798]] [[0.06920074]] ... [[0.07156878]] [[0.06373137]] [[0.06162547]]] ... [[[0.0198 ]] [[0.02572598]] [[0.04114402]] ... [[0.04047996]] [[0.02538511]] [[0.0198 ]]] [[[0.0198 ]] [[0.02572598]] [[0.04114402]] ... [[0.04047996]] [[0.02538511]] [[0.0198 ]]] [[[0.0198 ]] [[0.02572598]] [[0.04114402]] ... [[0.04047996]] [[0.02538511]] [[0.0198 ]]]] | 4D array with the drag coefficients of the airfoils. Dimension 0 is along the blade span for n_span stations, dimension 1 is along the angles of attack, dimension 2 is along the Reynolds number, dimension 3 is along the number of tabs, which may describe multiple sets at the same station, for example in presence of a flap.
blade.interp_airfoils.cm_interp | output |  | [[[[-4.06575815e-20]] [[-3.90312782e-18]] [[ 8.67361738e-19]] ... [[-1.73472348e-18]] [[ 3.03576608e-18]] [[-3.38813179e-21]]] [[[ 2.57065280e-04]] [[ 5.26947335e-02]] [[ 9.97340121e-02]] ... [[-1.11282798e-01]] [[-5.86879347e-02]] [[ 2.57065280e-04]]] [[[ 3.70854259e-04]] [[ 5.78906867e-02]] [[ 1.09442053e-01]] ... [[-1.20140868e-01]] [[-6.33445740e-02]] [[ 3.70854259e-04]]] ... [[[-7.71299959e-09]] [[ 1.12680187e-01]] [[ 2.31783829e-01]] ... [[-2.31710912e-01]] [[-1.12584318e-01]] [[ 7.70271560e-09]]] [[[-7.71299959e-09]] [[ 1.12680187e-01]] [[ 2.31783829e-01]] ... [[-2.31710912e-01]] [[-1.12584318e-01]] [[ 7.70271560e-09]]] [[[-7.71299959e-09]] [[ 1.12680187e-01]] [[ 2.31783829e-01]] ... [[-2.31710912e-01]] [[-1.12584318e-01]] [[ 7.70271560e-09]]]] | 4D array with the moment coefficients of the airfoils. Dimension 0 is along the blade span for n_span stations, dimension 1 is along the angles of attack, dimension 2 is along the Reynolds number, dimension 3 is along the number of tabs, which may describe multiple sets at the same station, for example in presence of a flap.
blade.interp_airfoils.coord_xy_interp | output |  | [[[ 1.00000000e+00 4.33680869e-19] [ 9.99310113e-01 -2.24586628e-02] [ 9.97715675e-01 -4.48159779e-02] ... [ 9.97767307e-01 4.41944433e-02] [ 9.99327246e-01 2.21465777e-02] [ 1.00000000e+00 -6.93889390e-18]] [[ 1.00000000e+00 -3.45453481e-03] [ 9.85732236e-01 -4.50857227e-03] [ 9.71245898e-01 -5.41268359e-03] ... [ 9.73540047e-01 2.01834666e-02] [ 9.86794643e-01 1.21857375e-02] [ 1.00000000e+00 3.34158479e-03]] [[ 1.00000000e+00 -3.52767074e-03] [ 9.82059782e-01 3.90327629e-04] [ 9.63825795e-01 2.50462990e-03] ... [ 9.66589031e-01 1.41947173e-02] [ 9.83283080e-01 8.77890463e-03] [ 1.00000000e+00 3.41232946e-03]] ... [[ 1.00000000e+00 -1.59933238e-03] [ 9.76316764e-01 1.06223114e-03] [ 9.52601299e-01 3.08357338e-03] ... [ 9.53511819e-01 1.19996935e-02] [ 9.76793838e-01 6.84560730e-03] [ 1.00000000e+00 1.54000107e-03]] [[ 1.00000000e+00 -1.59933238e-03] [ 9.76316764e-01 1.06223114e-03] [ 9.52601299e-01 3.08357338e-03] ... [ 9.53511819e-01 1.19996935e-02] [ 9.76793838e-01 6.84560730e-03] [ 1.00000000e+00 1.54000107e-03]] [[ 1.00000000e+00 -1.59933238e-03] [ 9.76316764e-01 1.06223114e-03] [ 9.52601299e-01 3.08357338e-03] ... [ 9.53511819e-01 1.19996935e-02] [ 9.76793838e-01 6.84560730e-03] [ 1.00000000e+00 1.54000107e-03]]] | 3D array of the non-dimensional x and y airfoil coordinates of the airfoils interpolated along span for n_span stations. The leading edge is place at x=0 and y=0.
blade.opt_var.s_opt_twist | output |  | [0. 0.03448276 0.06896552 0.10344828 0.13793103 0.17241379 0.20689655 0.24137931 0.27586207 0.31034483 0.34482759 0.37931034 0.4137931 0.44827586 0.48275862 0.51724138 0.55172414 0.5862069 0.62068966 0.65517241 0.68965517 0.72413793 0.75862069 0.79310345 0.82758621 0.86206897 0.89655172 0.93103448 0.96551724 1. ]
blade.opt_var.s_opt_chord | output |  | [0. 0.03448276 0.06896552 0.10344828 0.13793103 0.17241379 0.20689655 0.24137931 0.27586207 0.31034483 0.34482759 0.37931034 0.4137931 0.44827586 0.48275862 0.51724138 0.55172414 0.5862069 0.62068966 0.65517241 0.68965517 0.72413793 0.75862069 0.79310345 0.82758621 0.86206897 0.89655172 0.93103448 0.96551724 1. ]
blade.opt_var.twist_opt | output | rad | [ 0.97738438 0.66076487 0.48378032 0.35172297 0.23757181 0.15461066 0.11998401 0.08951877 0.08011156 0.06839539 0.05069348 0.03689154 0.02589658 -0.00260522 -0.01628047 -0.02163829 -0.02589926 -0.03262599 -0.03850517 -0.04566013 -0.04813058 -0.04991932 -0.05373845 -0.05934119 -0.05934119 -0.05135876 -0.03840534 -0.02422526 -0.01097925 -0.00418879]
blade.opt_var.chord_opt | output | m | [5. 6.45057184 7. 7. 7. 6.98980714 6.72049092 6.4708953 6.24487326 5.94201502 5.55704973 5.19612751 4.85662024 4.55786366 4.23832377 3.93496921 3.68586956 3.48067502 3.22630701 3.05296816 2.88965517 2.72413792 2.55862069 2.39310346 2.22758619 2.06206896 1.901718 1.71813319 1.36512688 0.5 ]
blade.opt_var.af_position | output |  | [0. 0.00416667 0.02083333 0.04166667 0.08333333 0.125 0.16666667 0.20833333 0.25 0.29166667 0.33333333 0.375 0.41666667 0.45833333 0.5 0.54166667 0.58333333 0.625 0.66666667 0.70833333 0.75 0.79166667 0.83333333 0.875 0.91666667 0.95833333 0.99958333 1. ]
blade.opt_var.s_opt_layer_0 | output |  | [0. 0.03448276 0.06896552 0.10344828 0.13793103 0.17241379 0.20689655 0.24137931 0.27586207 0.31034483 0.34482759 0.37931034 0.4137931 0.44827586 0.48275862 0.51724138 0.55172414 0.5862069 0.62068966 0.65517241 0.68965517 0.72413793 0.75862069 0.79310345 0.82758621 0.86206897 0.89655172 0.93103448 0.96551724 1. ]
blade.opt_var.layer_0_opt | output | m | [0.0005 0.0005 0.0005 0.0005 0.0005 0.0005 0.0005 0.0005 0.0005 0.0005 0.0005 0.0005 0.0005 0.0005 0.0005 0.0005 0.0005 0.0005 0.0005 0.0005 0.0005 0.0005 0.0005 0.0005 0.0005 0.0005 0.0005 0.0005 0.0005 0.0005]
blade.opt_var.s_opt_layer_1 | output |  | [0. 0.03448276 0.06896552 0.10344828 0.13793103 0.17241379 0.20689655 0.24137931 0.27586207 0.31034483 0.34482759 0.37931034 0.4137931 0.44827586 0.48275862 0.51724138 0.55172414 0.5862069 0.62068966 0.65517241 0.68965517 0.72413793 0.75862069 0.79310345 0.82758621 0.86206897 0.89655172 0.93103448 0.96551724 1. ]
blade.opt_var.layer_1_opt | output | m | [0.05 0.04081969 0.03226966 0.02415612 0.01564759 0.00867322 0.00473378 0.00312627 0.00227767 0.00203461 0.00200053 0.00200002 0.002 0.002 0.002 0.002 0.002 0.002 0.002 0.002 0.002 0.002 0.002 0.002 0.00180323 0.00131224 0.00104021 0.00100135 0.001 0.001 ]
blade.opt_var.s_opt_layer_2 | output |  | [0. 0.03448276 0.06896552 0.10344828 0.13793103 0.17241379 0.20689655 0.24137931 0.27586207 0.31034483 0.34482759 0.37931034 0.4137931 0.44827586 0.48275862 0.51724138 0.55172414 0.5862069 0.62068966 0.65517241 0.68965517 0.72413793 0.75862069 0.79310345 0.82758621 0.86206897 0.89655172 0.93103448 0.96551724 1. ]
blade.opt_var.layer_2_opt | output | m | [0.0001 0.00438147 0.0150519 0.03035182 0.04746369 0.06362935 0.07611578 0.08317021 0.08937909 0.09450151 0.09777677 0.09841932 0.09739565 0.09512692 0.09226371 0.08925432 0.08635675 0.0832791 0.07972353 0.07549254 0.0699988 0.06112214 0.04860463 0.03545513 0.02466062 0.01776472 0.01194345 0.00691416 0.00324837 0.001 ]
blade.opt_var.s_opt_layer_3 | output |  | [0. 0.03448276 0.06896552 0.10344828 0.13793103 0.17241379 0.20689655 0.24137931 0.27586207 0.31034483 0.34482759 0.37931034 0.4137931 0.44827586 0.48275862 0.51724138 0.55172414 0.5862069 0.62068966 0.65517241 0.68965517 0.72413793 0.75862069 0.79310345 0.82758621 0.86206897 0.89655172 0.93103448 0.96551724 1. ]
blade.opt_var.layer_3_opt | output | m | [0.0001 0.00438147 0.0150519 0.03035182 0.04746369 0.06362935 0.07611578 0.08317021 0.08937909 0.09450151 0.09777677 0.09841932 0.09739565 0.09512692 0.09226371 0.08925432 0.08635675 0.0832791 0.07972353 0.07549254 0.0699988 0.06112214 0.04860463 0.03545513 0.02466062 0.01776472 0.01194345 0.00691416 0.00324837 0.001 ]
blade.opt_var.s_opt_layer_4 | output |  | [0. 0.03448276 0.06896552 0.10344828 0.13793103 0.17241379 0.20689655 0.24137931 0.27586207 0.31034483 0.34482759 0.37931034 0.4137931 0.44827586 0.48275862 0.51724138 0.55172414 0.5862069 0.62068966 0.65517241 0.68965517 0.72413793 0.75862069 0.79310345 0.82758621 0.86206897 0.89655172 0.93103448 0.96551724 1. ]
blade.opt_var.layer_4_opt | output | m | [0. 0. 0. 0.00299507 0.00294581 0.00289655 0.00284729 0.00279803 0.00274877 0.00269951 0.00265025 0.00260099 0.00255172 0.00250246 0.0024532 0.00240394 0.00235468 0.00230542 0.00225616 0.0022069 0.00215764 0.00210837 0.00205911 0.00200985 0. 0. 0. 0. 0. 0. ]
blade.opt_var.s_opt_layer_5 | output |  | [0. 0.03448276 0.06896552 0.10344828 0.13793103 0.17241379 0.20689655 0.24137931 0.27586207 0.31034483 0.34482759 0.37931034 0.4137931 0.44827586 0.48275862 0.51724138 0.55172414 0.5862069 0.62068966 0.65517241 0.68965517 0.72413793 0.75862069 0.79310345 0.82758621 0.86206897 0.89655172 0.93103448 0.96551724 1. ]
blade.opt_var.layer_5_opt | output | m | [0. 0. 0. 0.0151551 0.02659419 0.03838054 0.04863375 0.05706524 0.06593926 0.07399829 0.07952219 0.08035564 0.07552905 0.06548829 0.05371052 0.04289912 0.03358001 0.02375535 0.01434111 0.00715383 0.00416067 0.00301727 0.0021994 0.00162397 0. 0. 0. 0. 0. 0. ]
blade.opt_var.s_opt_layer_6 | output |  | [0. 0.03448276 0.06896552 0.10344828 0.13793103 0.17241379 0.20689655 0.24137931 0.27586207 0.31034483 0.34482759 0.37931034 0.4137931 0.44827586 0.48275862 0.51724138 0.55172414 0.5862069 0.62068966 0.65517241 0.68965517 0.72413793 0.75862069 0.79310345 0.82758621 0.86206897 0.89655172 0.93103448 0.96551724 1. ]
blade.opt_var.layer_6_opt | output | m | [0. 0. 0. 0.0151551 0.02659419 0.03838054 0.04863375 0.05706524 0.06593926 0.07399829 0.07952219 0.08035564 0.07552905 0.06548829 0.05371052 0.04289912 0.03358001 0.02375535 0.01434111 0.00715383 0.00416067 0.00301727 0.0021994 0.00162397 0. 0. 0. 0. 0. 0. ]
blade.opt_var.s_opt_layer_7 | output |  | [0. 0.03448276 0.06896552 0.10344828 0.13793103 0.17241379 0.20689655 0.24137931 0.27586207 0.31034483 0.34482759 0.37931034 0.4137931 0.44827586 0.48275862 0.51724138 0.55172414 0.5862069 0.62068966 0.65517241 0.68965517 0.72413793 0.75862069 0.79310345 0.82758621 0.86206897 0.89655172 0.93103448 0.96551724 1. ]
blade.opt_var.layer_7_opt | output | m | [0. 0. 0. 0.05972906 0.0570197 0.05431034 0.05160099 0.04889163 0.04618227 0.04347291 0.04076355 0.03805419 0.03534483 0.03263547 0.02992611 0.02721675 0.02450739 0.02179803 0.01908867 0.01637931 0.01366995 0.01096059 0.00825123 0.00554187 0. 0. 0. 0. 0. 0. ]
blade.opt_var.s_opt_layer_8 | output |  | [0. 0.03448276 0.06896552 0.10344828 0.13793103 0.17241379 0.20689655 0.24137931 0.27586207 0.31034483 0.34482759 0.37931034 0.4137931 0.44827586 0.48275862 0.51724138 0.55172414 0.5862069 0.62068966 0.65517241 0.68965517 0.72413793 0.75862069 0.79310345 0.82758621 0.86206897 0.89655172 0.93103448 0.96551724 1. ]
blade.opt_var.layer_8_opt | output | m | [0. 0. 0. 0.05972906 0.0570197 0.05431034 0.05160099 0.04889163 0.04618227 0.04347291 0.04076355 0.03805419 0.03534483 0.03263547 0.02992611 0.02721675 0.02450739 0.02179803 0.01908867 0.01637931 0.01366995 0.01096059 0.00825123 0.00554187 0. 0. 0. 0. 0. 0. ]
blade.opt_var.s_opt_layer_9 | output |  | [0. 0.03448276 0.06896552 0.10344828 0.13793103 0.17241379 0.20689655 0.24137931 0.27586207 0.31034483 0.34482759 0.37931034 0.4137931 0.44827586 0.48275862 0.51724138 0.55172414 0.5862069 0.62068966 0.65517241 0.68965517 0.72413793 0.75862069 0.79310345 0.82758621 0.86206897 0.89655172 0.93103448 0.96551724 1. ]
blade.opt_var.layer_9_opt | output | m | [0. 0. 0. 0.05972906 0.0570197 0.05431034 0.05160099 0.04889163 0.04618227 0.04347291 0.04076355 0.03805419 0.03534483 0.03263547 0.02992611 0.02721675 0.02450739 0.02179803 0.01908867 0.01637931 0.01366995 0.01096059 0.00825123 0.00554187 0. 0. 0. 0. 0. 0. ]
blade.opt_var.s_opt_layer_10 | output |  | [0. 0.03448276 0.06896552 0.10344828 0.13793103 0.17241379 0.20689655 0.24137931 0.27586207 0.31034483 0.34482759 0.37931034 0.4137931 0.44827586 0.48275862 0.51724138 0.55172414 0.5862069 0.62068966 0.65517241 0.68965517 0.72413793 0.75862069 0.79310345 0.82758621 0.86206897 0.89655172 0.93103448 0.96551724 1. ]
blade.opt_var.layer_10_opt | output | m | [0. 0. 0. 0.05972906 0.0570197 0.05431034 0.05160099 0.04889163 0.04618227 0.04347291 0.04076355 0.03805419 0.03534483 0.03263547 0.02992611 0.02721675 0.02450739 0.02179803 0.01908867 0.01637931 0.01366995 0.01096059 0.00825123 0.00554187 0. 0. 0. 0. 0. 0. ]
blade.opt_var.s_opt_layer_11 | output |  | [0. 0.03448276 0.06896552 0.10344828 0.13793103 0.17241379 0.20689655 0.24137931 0.27586207 0.31034483 0.34482759 0.37931034 0.4137931 0.44827586 0.48275862 0.51724138 0.55172414 0.5862069 0.62068966 0.65517241 0.68965517 0.72413793 0.75862069 0.79310345 0.82758621 0.86206897 0.89655172 0.93103448 0.96551724 1. ]
blade.opt_var.layer_11_opt | output | m | [0.05 0.04081969 0.03226966 0.02415612 0.01564759 0.00867322 0.00473378 0.00312627 0.00227767 0.00203461 0.00200053 0.00200002 0.002 0.002 0.002 0.002 0.002 0.002 0.002 0.002 0.002 0.002 0.002 0.002 0.00180323 0.00131224 0.00104021 0.00100135 0.001 0.001 ]
blade.opt_var.s_opt_layer_12 | output |  | [0. 0.03448276 0.06896552 0.10344828 0.13793103 0.17241379 0.20689655 0.24137931 0.27586207 0.31034483 0.34482759 0.37931034 0.4137931 0.44827586 0.48275862 0.51724138 0.55172414 0.5862069 0.62068966 0.65517241 0.68965517 0.72413793 0.75862069 0.79310345 0.82758621 0.86206897 0.89655172 0.93103448 0.96551724 1. ]
blade.opt_var.layer_12_opt | output | m | [0. 0. 0. 0.00199391 0.00193306 0.00187221 0.00181136 0.00175051 0.00168966 0.0016288 0.00156795 0.0015071 0.00144625 0.0013854 0.00132454 0.00126369 0.00120284 0.00114199 0.00108114 0.00102028 0.00095943 0.00089858 0.00083773 0.00077688 0.00071602 0.00065517 0.00059432 0.00053347 0. 0. ]
blade.opt_var.s_opt_layer_13 | output |  | [0. 0.03448276 0.06896552 0.10344828 0.13793103 0.17241379 0.20689655 0.24137931 0.27586207 0.31034483 0.34482759 0.37931034 0.4137931 0.44827586 0.48275862 0.51724138 0.55172414 0.5862069 0.62068966 0.65517241 0.68965517 0.72413793 0.75862069 0.79310345 0.82758621 0.86206897 0.89655172 0.93103448 0.96551724 1. ]
blade.opt_var.layer_13_opt | output | m | [0. 0. 0. 0.04284584 0.04130426 0.03976268 0.0382211 0.03667951 0.03513793 0.03359635 0.03205477 0.03051318 0.0289716 0.02743002 0.02588844 0.02434686 0.02280527 0.02126369 0.01972211 0.01818053 0.01663895 0.01509736 0.01355578 0.0120142 0.01047262 0.00893103 0.00738945 0.00584787 0. 0. ]
blade.opt_var.s_opt_layer_14 | output |  | [0. 0.03448276 0.06896552 0.10344828 0.13793103 0.17241379 0.20689655 0.24137931 0.27586207 0.31034483 0.34482759 0.37931034 0.4137931 0.44827586 0.48275862 0.51724138 0.55172414 0.5862069 0.62068966 0.65517241 0.68965517 0.72413793 0.75862069 0.79310345 0.82758621 0.86206897 0.89655172 0.93103448 0.96551724 1. ]
blade.opt_var.layer_14_opt | output | m | [0. 0. 0. 0.00199391 0.00193306 0.00187221 0.00181136 0.00175051 0.00168966 0.0016288 0.00156795 0.0015071 0.00144625 0.0013854 0.00132454 0.00126369 0.00120284 0.00114199 0.00108114 0.00102028 0.00095943 0.00089858 0.00083773 0.00077688 0.00071602 0.00065517 0.00059432 0.00053347 0. 0. ]
blade.opt_var.s_opt_layer_15 | output |  | [0. 0.03448276 0.06896552 0.10344828 0.13793103 0.17241379 0.20689655 0.24137931 0.27586207 0.31034483 0.34482759 0.37931034 0.4137931 0.44827586 0.48275862 0.51724138 0.55172414 0.5862069 0.62068966 0.65517241 0.68965517 0.72413793 0.75862069 0.79310345 0.82758621 0.86206897 0.89655172 0.93103448 0.96551724 1. ]
blade.opt_var.layer_15_opt | output | m | [0. 0. 0. 0.00199391 0.00193306 0.00187221 0.00181136 0.00175051 0.00168966 0.0016288 0.00156795 0.0015071 0.00144625 0.0013854 0.00132454 0.00126369 0.00120284 0.00114199 0.00108114 0.00102028 0.00095943 0.00089858 0.00083773 0.00077688 0.00071602 0.00065517 0.00059432 0.00053347 0. 0. ]
blade.opt_var.s_opt_layer_16 | output |  | [0. 0.03448276 0.06896552 0.10344828 0.13793103 0.17241379 0.20689655 0.24137931 0.27586207 0.31034483 0.34482759 0.37931034 0.4137931 0.44827586 0.48275862 0.51724138 0.55172414 0.5862069 0.62068966 0.65517241 0.68965517 0.72413793 0.75862069 0.79310345 0.82758621 0.86206897 0.89655172 0.93103448 0.96551724 1. ]
blade.opt_var.layer_16_opt | output | m | [0. 0. 0. 0.04284584 0.04130426 0.03976268 0.0382211 0.03667951 0.03513793 0.03359635 0.03205477 0.03051318 0.0289716 0.02743002 0.02588844 0.02434686 0.02280527 0.02126369 0.01972211 0.01818053 0.01663895 0.01509736 0.01355578 0.0120142 0.01047262 0.00893103 0.00738945 0.00584787 0. 0. ]
blade.opt_var.s_opt_layer_17 | output |  | [0. 0.03448276 0.06896552 0.10344828 0.13793103 0.17241379 0.20689655 0.24137931 0.27586207 0.31034483 0.34482759 0.37931034 0.4137931 0.44827586 0.48275862 0.51724138 0.55172414 0.5862069 0.62068966 0.65517241 0.68965517 0.72413793 0.75862069 0.79310345 0.82758621 0.86206897 0.89655172 0.93103448 0.96551724 1. ]
blade.opt_var.layer_17_opt | output | m | [0. 0. 0. 0.00199391 0.00193306 0.00187221 0.00181136 0.00175051 0.00168966 0.0016288 0.00156795 0.0015071 0.00144625 0.0013854 0.00132454 0.00126369 0.00120284 0.00114199 0.00108114 0.00102028 0.00095943 0.00089858 0.00083773 0.00077688 0.00071602 0.00065517 0.00059432 0.00053347 0. 0. ]
blade.outer_shape_bem.af_position | output |  | [0. 0.00416667 0.02083333 0.04166667 0.08333333 0.125 0.16666667 0.20833333 0.25 0.29166667 0.33333333 0.375 0.41666667 0.45833333 0.5 0.54166667 0.58333333 0.625 0.66666667 0.70833333 0.75 0.79166667 0.83333333 0.875 0.91666667 0.95833333 0.99958333 1. ] | 1D array of the non dimensional positions of the airfoils af_used defined along blade span.
blade.outer_shape_bem.s | output |  | [0. 0.03448276 0.06896552 0.10344828 0.13793103 0.17241379 0.20689655 0.24137931 0.27586207 0.31034483 0.34482759 0.37931034 0.4137931 0.44827586 0.48275862 0.51724138 0.55172414 0.5862069 0.62068966 0.65517241 0.68965517 0.72413793 0.75862069 0.79310345 0.82758621 0.86206897 0.89655172 0.93103448 0.96551724 1. ] | 1D array of the non-dimensional spanwise grid defined along blade axis (0-blade root, 1-blade tip)
blade.outer_shape_bem.chord | output | m | [5. 6.45057184 7. 7. 7. 6.98980714 6.72049092 6.4708953 6.24487326 5.94201502 5.55704973 5.19612751 4.85662024 4.55786366 4.23832377 3.93496921 3.68586956 3.48067502 3.22630701 3.05296816 2.88965517 2.72413792 2.55862069 2.39310346 2.22758619 2.06206896 1.901718 1.71813319 1.36512688 0.5 ] | 1D array of the chord values defined along blade span.
blade.outer_shape_bem.twist | output | rad | [ 0.97738438 0.66076487 0.48378032 0.35172297 0.23757181 0.15461066 0.11998401 0.08951877 0.08011156 0.06839539 0.05069348 0.03689154 0.02589658 -0.00260522 -0.01628047 -0.02163829 -0.02589926 -0.03262599 -0.03850517 -0.04566013 -0.04813058 -0.04991932 -0.05373845 -0.05934119 -0.05934119 -0.05135876 -0.03840534 -0.02422526 -0.01097925 -0.00418879] | 1D array of the twist values defined along blade span. The twist is defined positive for negative rotations around the z axis (the same as in BeamDyn).
blade.outer_shape_bem.pitch_axis | output |  | [0.5 0.33681067 0.275 0.275 0.275 0.275 0.275 0.275 0.275 0.275 0.275 0.275 0.275 0.275 0.275 0.275 0.275 0.275 0.275 0.275 0.275 0.275 0.275 0.275 0.275 0.275 0.275 0.275 0.275 0.275 ] | 1D array of the chordwise position of the pitch axis (0-LE, 1-TE), defined along blade span.
blade.outer_shape_bem.r_thick_yaml_interp | output |  | [0. 0. 0. 0. 0. 0. 0. 0. 0. 0. 0. 0. 0. 0. 0. 0. 0. 0. 0. 0. 0. 0. 0. 0. 0. 0. 0. 0. 0. 0.] | 1D array of the relative thickness values defined along blade span.
blade.outer_shape_bem.ref_axis | output | m | [[ 0. 0. 0. ] [ 0. 0. 4.1379309 ] [ 0. 0. 8.27586218] [ 0. 0. 12.41379339] [ 0. 0. 16.55172397] [ 0. 0. 20.68965483] [ 0. 0. 24.8275866 ] [ 0. 0. 28.96551734] [ 0. 0. 33.10344794] [ 0. 0. 37.24137925] [ 0. 0. 41.37931072] [ 0. 0. 45.51724133] [ 0. 0. 49.65517201] [ 0. 0. 53.79310371] [ 0. 0. 57.93103471] [ 0. 0. 62.06896529] [ 0. 0. 66.20689629] [ 0. 0. 70.34482799] [ 0. 0. 74.48275867] [ 0. 0. 78.62068928] [ 0. 0. 82.75862075] [ 0. 0. 86.89655206] [ 0. 0. 91.03448266] [ 0. 0. 95.1724134 ] [ 0. 0. 99.31034517] [ 0. 0. 103.44827603] [ 0. 0. 107.58620661] [ 0. 0. 111.72413775] [ 0. 0. 115.86207007] [ 0. 0. 120. ]] | 2D array of the coordinates (x,y,z) of the blade reference axis, defined along blade span. The coordinate system is the one of BeamDyn: it is placed at blade root with x pointing the suction side of the blade, y pointing the trailing edge and z along the blade span. A standard configuration will have negative x values (prebend), if swept positive y values, and positive z values.
blade.pa.twist_param | output | rad | [ 0.97738438 0.66076487 0.48378032 0.35172297 0.23757181 0.15461066 0.11998401 0.08951877 0.08011156 0.06839539 0.05069348 0.03689154 0.02589658 -0.00260522 -0.01628047 -0.02163829 -0.02589926 -0.03262599 -0.03850517 -0.04566013 -0.04813058 -0.04991932 -0.05373845 -0.05934119 -0.05934119 -0.05135876 -0.03840534 -0.02422526 -0.01097925 -0.00418879] | 1D array of the twist values defined along blade span. The twist is the result of the parameterization.
blade.pa.chord_param | output | m | [5. 6.45057184 7. 7. 7. 6.98980714 6.72049092 6.4708953 6.24487326 5.94201502 5.55704973 5.19612751 4.85662024 4.55786366 4.23832377 3.93496921 3.68586956 3.48067502 3.22630701 3.05296816 2.88965517 2.72413792 2.55862069 2.39310346 2.22758619 2.06206896 1.901718 1.71813319 1.36512688 0.5 ] | 1D array of the chord values defined along blade span. The chord is the result of the parameterization.
blade.pa.max_chord_constr | output |  | [1.05263158 1.35801513 1.47368421 1.47368421 1.47368421 1.47153834 1.41484019 1.36229375 1.31471016 1.25095053 1.16990521 1.09392158 1.02244637 0.95955024 0.89227869 0.82841457 0.77597254 0.73277369 0.67922253 0.64273014 0.60834846 0.57350272 0.53865699 0.50381126 0.46896551 0.43411978 0.40036168 0.36171225 0.28739513 0.10526316] | 1D array of the ratio between chord values and maximum chord along blade span.
blade.ps.layer_thickness_param | output | m | [[0.0005 0.0005 0.0005 0.0005 0.0005 0.0005 0.0005 0.0005 0.0005 0.0005 0.0005 0.0005 0.0005 0.0005 0.0005 0.0005 0.0005 0.0005 0.0005 0.0005 0.0005 0.0005 0.0005 0.0005 0.0005 0.0005 0.0005 0.0005 0.0005 0.0005 ] [0.05 0.04081969 0.03226966 0.02415612 0.01564759 0.00867322 0.00473378 0.00312627 0.00227767 0.00203461 0.00200053 0.00200002 0.002 0.002 0.002 0.002 0.002 0.002 0.002 0.002 0.002 0.002 0.002 0.002 0.00180323 0.00131224 0.00104021 0.00100135 0.001 0.001 ] [0.0001 0.00438147 0.0150519 0.03035182 0.04746369 0.06362935 0.07611578 0.08317021 0.08937909 0.09450151 0.09777677 0.09841932 0.09739565 0.09512692 0.09226371 0.08925432 0.08635675 0.0832791 0.07972353 0.07549254 0.0699988 0.06112214 0.04860463 0.03545513 0.02466062 0.01776472 0.01194345 0.00691416 0.00324837 0.001 ] [0.0001 0.00438147 0.0150519 0.03035182 0.04746369 0.06362935 0.07611578 0.08317021 0.08937909 0.09450151 0.09777677 0.09841932 0.09739565 0.09512692 0.09226371 0.08925432 0.08635675 0.0832791 0.07972353 0.07549254 0.0699988 0.06112214 0.04860463 0.03545513 0.02466062 0.01776472 0.01194345 0.00691416 0.00324837 0.001 ] [0. 0. 0. 0.00299507 0.00294581 0.00289655 0.00284729 0.00279803 0.00274877 0.00269951 0.00265025 0.00260099 0.00255172 0.00250246 0.0024532 0.00240394 0.00235468 0.00230542 0.00225616 0.0022069 0.00215764 0.00210837 0.00205911 0.00200985 0. 0. 0. 0. 0. 0. ] [0. 0. 0. 0.0151551 0.02659419 0.03838054 0.04863375 0.05706524 0.06593926 0.07399829 0.07952219 0.08035564 0.07552905 0.06548829 0.05371052 0.04289912 0.03358001 0.02375535 0.01434111 0.00715383 0.00416067 0.00301727 0.0021994 0.00162397 0. 0. 0. 0. 0. 0. ] [0. 0. 0. 0.0151551 0.02659419 0.03838054 0.04863375 0.05706524 0.06593926 0.07399829 0.07952219 0.08035564 0.07552905 0.06548829 0.05371052 0.04289912 0.03358001 0.02375535 0.01434111 0.00715383 0.00416067 0.00301727 0.0021994 0.00162397 0. 0. 0. 0. 0. 0. ] [0. 0. 0. 0.05972906 0.0570197 0.05431034 0.05160099 0.04889163 0.04618227 0.04347291 0.04076355 0.03805419 0.03534483 0.03263547 0.02992611 0.02721675 0.02450739 0.02179803 0.01908867 0.01637931 0.01366995 0.01096059 0.00825123 0.00554187 0. 0. 0. 0. 0. 0. ] [0. 0. 0. 0.05972906 0.0570197 0.05431034 0.05160099 0.04889163 0.04618227 0.04347291 0.04076355 0.03805419 0.03534483 0.03263547 0.02992611 0.02721675 0.02450739 0.02179803 0.01908867 0.01637931 0.01366995 0.01096059 0.00825123 0.00554187 0. 0. 0. 0. 0. 0. ] [0. 0. 0. 0.05972906 0.0570197 0.05431034 0.05160099 0.04889163 0.04618227 0.04347291 0.04076355 0.03805419 0.03534483 0.03263547 0.02992611 0.02721675 0.02450739 0.02179803 0.01908867 0.01637931 0.01366995 0.01096059 0.00825123 0.00554187 0. 0. 0. 0. 0. 0. ] [0. 0. 0. 0.05972906 0.0570197 0.05431034 0.05160099 0.04889163 0.04618227 0.04347291 0.04076355 0.03805419 0.03534483 0.03263547 0.02992611 0.02721675 0.02450739 0.02179803 0.01908867 0.01637931 0.01366995 0.01096059 0.00825123 0.00554187 0. 0. 0. 0. 0. 0. ] [0.05 0.04081969 0.03226966 0.02415612 0.01564759 0.00867322 0.00473378 0.00312627 0.00227767 0.00203461 0.00200053 0.00200002 0.002 0.002 0.002 0.002 0.002 0.002 0.002 0.002 0.002 0.002 0.002 0.002 0.00180323 0.00131224 0.00104021 0.00100135 0.001 0.001 ] [0. 0. 0. 0.00199391 0.00193306 0.00187221 0.00181136 0.00175051 0.00168966 0.0016288 0.00156795 0.0015071 0.00144625 0.0013854 0.00132454 0.00126369 0.00120284 0.00114199 0.00108114 0.00102028 0.00095943 0.00089858 0.00083773 0.00077688 0.00071602 0.00065517 0.00059432 0.00053347 0. 0. ] [0. 0. 0. 0.04284584 0.04130426 0.03976268 0.0382211 0.03667951 0.03513793 0.03359635 0.03205477 0.03051318 0.0289716 0.02743002 0.02588844 0.02434686 0.02280527 0.02126369 0.01972211 0.01818053 0.01663895 0.01509736 0.01355578 0.0120142 0.01047262 0.00893103 0.00738945 0.00584787 0. 0. ] [0. 0. 0. 0.00199391 0.00193306 0.00187221 0.00181136 0.00175051 0.00168966 0.0016288 0.00156795 0.0015071 0.00144625 0.0013854 0.00132454 0.00126369 0.00120284 0.00114199 0.00108114 0.00102028 0.00095943 0.00089858 0.00083773 0.00077688 0.00071602 0.00065517 0.00059432 0.00053347 0. 0. ] [0. 0. 0. 0.00199391 0.00193306 0.00187221 0.00181136 0.00175051 0.00168966 0.0016288 0.00156795 0.0015071 0.00144625 0.0013854 0.00132454 0.00126369 0.00120284 0.00114199 0.00108114 0.00102028 0.00095943 0.00089858 0.00083773 0.00077688 0.00071602 0.00065517 0.00059432 0.00053347 0. 0. ] [0. 0. 0. 0.04284584 0.04130426 0.03976268 0.0382211 0.03667951 0.03513793 0.03359635 0.03205477 0.03051318 0.0289716 0.02743002 0.02588844 0.02434686 0.02280527 0.02126369 0.01972211 0.01818053 0.01663895 0.01509736 0.01355578 0.0120142 0.01047262 0.00893103 0.00738945 0.00584787 0. 0. ] [0. 0. 0. 0.00199391 0.00193306 0.00187221 0.00181136 0.00175051 0.00168966 0.0016288 0.00156795 0.0015071 0.00144625 0.0013854 0.00132454 0.00126369 0.00120284 0.00114199 0.00108114 0.00102028 0.00095943 0.00089858 0.00083773 0.00077688 0.00071602 0.00065517 0.00059432 0.00053347 0. 0. ]] | 2D array of the thickness of the layers of the blade structure after the parametrization. The first dimension represents each layer, the second dimension represents each entry along blade span.
bos.plant_turbine_spacing | output |  | [7.] | Distance between turbines in rotor diameters
bos.plant_row_spacing | output |  | [7.] | Distance between turbine rows in rotor diameters
bos.commissioning_pct | output |  | [0.01]
bos.decommissioning_pct | output |  | [0.15]
bos.distance_to_substation | output | km | [1.]
bos.distance_to_interconnection | output | km | [8.5]
bos.site_distance | output | km | [115.]
bos.distance_to_landfall | output | km | [50.]
bos.port_cost_per_month | output | USD/mo | [2000000.]
bos.site_auction_price | output | USD | [1.e+08]
bos.site_assessment_plan_cost | output | USD | [1000000.]
bos.site_assessment_cost | output | USD | [25000000.]
bos.construction_operations_plan_cost | output | USD | [2500000.]
bos.boem_review_cost | output | USD | [0.]
bos.design_install_plan_cost | output | USD | [2500000.]
configuration.rated_power | output | W | [15000000.] | Electrical rated power of the generator.
configuration.lifetime | output | year | [25.] | Turbine design lifetime.
configuration.rotor_diameter_user | output | m | [250.] | Diameter of the rotor specified by the user. It is defined as two times the blade length plus the hub diameter.
configuration.hub_height_user | output | m | [162.96] | Height of the hub center over the ground (land-based) or the mean sea level (offshore) specified by the user.
configuration.ws_class | output | Unavailable | I | IEC wind turbine class. I - offshore, II coastal, III - land-based, IV - low wind speed site.
configuration.turb_class | output | Unavailable | B | IEC wind turbine category. A - high turbulence intensity (land-based), B - mid turbulence, C - low turbulence (offshore).
configuration.gearbox_type | output | Unavailable | direct_drive | Gearbox configuration (geared, direct-drive, etc.).
configuration.rotor_orientation | output | Unavailable | upwind | Rotor orientation, either upwind or downwind.
configuration.upwind | output | Unavailable | TRUE | Convenient boolean for upwind (True) or downwind (False).
configuration.n_blades | output | Unavailable | 3 | Number of blades of the rotor.
control.V_in | output | m/s | [3.] | Cut in wind speed. This is the wind speed where region II begins.
control.V_out | output | m/s | [25.] | Cut out wind speed. This is the wind speed where region III ends.
control.minOmega | output | rad/s | [0.52359878] | Minimum allowed rotor speed.
control.maxOmega | output | rad/s | [0.79168135] | Maximum allowed rotor speed.
control.max_TS | output | m/s | [95.] | Maximum allowed blade tip speed.
control.max_pitch_rate | output | rad/s | [0.03490659] | Maximum allowed blade pitch rate
control.max_torque_rate | output | N*m/s | [1500000.] | Maximum allowed generator torque rate
control.rated_TSR | output |  | [9.] | Constant tip speed ratio in region II.
control.rated_pitch | output | rad | [0.] | Constant pitch angle in region II.
costs.offset_tcc_per_kW | output | USD/kW | [0.] | Offset to turbine capital cost
costs.bos_per_kW | output | USD/kW | [4053.] | Balance of station/plant capital cost
costs.opex_per_kW | output | USD/kW/year | [137.] | Average annual operational expenditures of the turbine
costs.wake_loss_factor | output |  | [0.15] | The losses in AEP due to waked conditions
costs.fixed_charge_rate | output |  | [0.056] | Fixed charge rate for coe calculation
costs.labor_rate | output | USD/h | [58.8]
costs.painting_rate | output | USD/m**2 | [30.]
costs.blade_mass_cost_coeff | output | USD/kg | [14.6]
costs.hub_mass_cost_coeff | output | USD/kg | [3.9]
costs.pitch_system_mass_cost_coeff | output | USD/kg | [22.1]
costs.spinner_mass_cost_coeff | output | USD/kg | [11.1]
costs.lss_mass_cost_coeff | output | USD/kg | [11.9]
costs.bearing_mass_cost_coeff | output | USD/kg | [4.5]
costs.gearbox_torque_cost | output | USD/kN/m | [50.]
costs.hss_mass_cost_coeff | output | USD/kg | [6.8]
costs.generator_mass_cost_coeff | output | USD/kg | [12.4]
costs.bedplate_mass_cost_coeff | output | USD/kg | [2.9]
costs.yaw_mass_cost_coeff | output | USD/kg | [8.3]
costs.converter_mass_cost_coeff | output | USD/kg | [18.8]
costs.transformer_mass_cost_coeff | output | USD/kg | [18.8]
costs.hvac_mass_cost_coeff | output | USD/kg | [124.]
costs.cover_mass_cost_coeff | output | USD/kg | [5.7]
costs.elec_connec_machine_rating_cost_coeff | output | USD/kW | [41.85]
costs.platforms_mass_cost_coeff | output | USD/kg | [17.1]
costs.tower_mass_cost_coeff | output | USD/kg | [2.96116666]
costs.controls_machine_rating_cost_coeff | output | USD/kW | [21.15]
costs.crane_cost | output | USD | [12000.]
costs.electricity_price | output | USD/kW/h | [0.04]
costs.reserve_margin_price | output | USD/kW/year | [120.]
costs.capacity_credit | output |  | [0.]
costs.benchmark_price | output | USD/kW/h | [0.071]
costs.turbine_number | output | Unavailable | 40 | Number of turbines at plant
env.rho_air | output | kg/m**3 | [1.225] | Density of air
env.mu_air | output | kg/m/s | [1.81e-05] | Dynamic viscosity of air
env.shear_exp | output |  | [0.12] | Shear exponent of the wind.
env.speed_sound_air | output | m/s | [340.] | Speed of sound in air.
env.weibull_k | output |  | [2.] | Shape parameter of the Weibull probability density function of the wind.
env.rho_water | output | kg/m**3 | [1025.] | Density of ocean water
env.mu_water | output | kg/m/s | [0.0013351] | Dynamic viscosity of ocean water
env.water_depth | output | m | [30.] | Water depth for analysis. Values > 0 mean offshore
env.Hsig_wave | output | m | [4.52] | Significant wave height
env.Tsig_wave | output | s | [9.45] | Significant wave period
env.G_soil | output | N/m**2 | [1.4e+08] | Shear stress of soil
env.nu_soil | output |  | [0.4] | Poisson ratio of soil
generator.B_r | output | T | [1.279]
generator.P_Fe0e | output | W/kg | [1.]
generator.P_Fe0h | output | W/kg | [4.]
generator.S_N | output |  | [-0.002]
generator.alpha_p | output |  | [1.09955743]
generator.b_r_tau_r | output |  | [0.45]
generator.b_ro | output | m | [0.004]
generator.b_s_tau_s | output |  | [0.45]
generator.b_so | output | m | [0.004]
generator.cofi | output |  | [0.9]
generator.freq | output | Hz | [60.]
generator.h_i | output | m | [0.004]
generator.h_sy0 | output |  | [0.]
generator.h_w | output | m | [0.005]
generator.k_fes | output |  | [0.8]
generator.k_fillr | output |  | [0.55]
generator.k_fills | output |  | [0.65]
generator.k_s | output |  | [0.2]
generator.mu_0 | output | m*kg/s**2/A**2 | [1.25663706e-06]
generator.mu_r | output | m*kg/s**2/A**2 | [1.06]
generator.p | output |  | [100.]
generator.phi | output | rad | [1.57079633]
generator.ratio_mw2pp | output |  | [0.8]
generator.resist_Cu | output | ohm/m | [2.52e-08]
generator.sigma | output | Pa | [60000.]
generator.y_tau_p | output |  | [0.8]
generator.y_tau_pr | output |  | [0.8333333]
generator.I_0 | output | A | [0.]
generator.d_r | output | m | [0.]
generator.h_m | output | m | [0.09953851]
generator.h_0 | output | m | [0.05]
generator.h_s | output | m | [0.37694491]
generator.len_s | output | m | [2.23961662]
generator.n_r | output |  | [0.]
generator.rad_ag | output | m | [5.12623359]
generator.t_wr | output | m | [0.]
generator.n_s | output |  | [0.]
generator.b_st | output | m | [0.]
generator.d_s | output | m | [0.]
generator.t_ws | output | m | [0.]
generator.rho_Copper | output | kg/m**3 | [8900.]
generator.rho_Fe | output | kg/m**3 | [7700.]
generator.rho_Fes | output | kg/m**3 | [7850.]
generator.rho_PM | output | kg/m**3 | [7450.]
generator.C_Cu | output | USD/kg | [4.786]
generator.C_Fe | output | USD/kg | [0.556]
generator.C_Fes | output | USD/kg | [0.50139]
generator.C_PM | output | USD/kg | [50.]
generator.N_c | output |  | [2.]
generator.b | output |  | [2.]
generator.c | output |  | [5.]
generator.E_p | output | V | [1905.25588833]
generator.h_yr | output | m | [0.03617595]
generator.h_ys | output | m | [0.03618115]
generator.h_sr | output | m | [0.04677116] | Structural Mass
generator.h_ss | output | m | [0.04650826]
generator.t_r | output | m | [0.06076571]
generator.t_s | output | m | [0.06065214]
generator.u_allow_pcent | output |  | [8.5]
generator.y_allow_pcent | output |  | [1.]
generator.z_allow_deg | output | deg | [0.05]
generator.B_tmax | output | T | [1.9]
generator.m | output | Unavailable | 3
generator.q1 | output | Unavailable | 5
generator.q2 | output | Unavailable | 4
high_level_tower_props.tower_ref_axis | output | m | [[ 0. 0. 15. ] [ 0. 0. 51.90451852] [ 0. 0. 104.62525926] [ 0. 0. 136.2577037 ] [ 0. 0. 157.346 ]] | 2D array of the coordinates (x,y,z) of the tower reference axis. The coordinate system is the global coordinate system of OpenFAST: it is placed at tower base with x pointing downwind, y pointing on the side and z pointing vertically upwards. A standard tower configuration will have zero x and y values and positive z values.
high_level_tower_props.hub_height | output | m | [162.96] | Height of the hub in the global reference system, i.e. distance rotor center to ground.
hub.radius | output | m | [5.] | Radius of the hub. It defines the distance of the blade root from the rotor center along the coned line.
hub.cone | output | rad | [0.06981317] | Cone angle of the rotor. It defines the angle between the rotor plane and the blade pitch axis. A standard machine has positive values.
hub.flange_t2shell_t | output |  | [6.]
hub.flange_OD2hub_D | output |  | [0.6]
hub.flange_ID2flange_OD | output |  | [0.8]
hub.hub_stress_concentration | output |  | [3.]
hub.clearance_hub_spinner | output | m | [0.5]
hub.spin_hole_incr | output |  | [1.2]
hub.pitch_system_scaling_factor | output |  | [0.75]
hub.hub_in2out_circ | output |  | [1.2]
hub.n_front_brackets | output | Unavailable | 5
hub.n_rear_brackets | output | Unavailable | 5
hub.hub_material | output | Unavailable | cast_iron
hub.spinner_material | output | Unavailable | glass_uni
materials.ply_t | output | m | [0. 0. 0. 0. 0.005 0.00515873 0.001 0.001 0. 0. 0. ] | 1D array of the ply thicknesses of the materials. Non-composite materials are kept at 0.
materials.fvf | output |  | [0. 0. 0. 0. 0.57 0.10769231 0.57 0.57 0. 0. 0. ] | 1D array of the non-dimensional fiber volume fraction of the composite materials. Non-composite materials are kept at 0.
materials.fwf | output |  | [0. 0. 0. 0. 0.74506827 0.15889029 0.74506827 0.74506827 0. 0. 0. ] | 1D array of the non-dimensional fiber weight- fraction of the composite materials. Non-composite materials are kept at 0.
materials.E | output | Pa | [[3.440e+09 3.440e+09 3.440e+09] [2.000e+11 2.000e+11 2.000e+11] [2.050e+11 2.050e+11 2.050e+11] [1.180e+11 1.180e+11 1.180e+11] [4.460e+10 1.700e+10 1.670e+10] [1.145e+11 8.390e+09 8.390e+09] [1.110e+10 1.110e+10 1.670e+10] [2.870e+10 1.660e+10 1.670e+10] [1.292e+08 1.292e+08 1.292e+08] [1.000e+06 1.000e+06 1.000e+06] [4.560e+06 4.560e+06 4.560e+06]] | 2D array of the Youngs moduli of the materials. Each row represents a material, the three columns represent E11, E22 and E33.
materials.G | output | Pa | [[1.32300000e+09 1.32300000e+09 1.32300000e+09] [7.93000000e+10 7.93000000e+10 7.93000000e+10] [8.00000000e+10 8.00000000e+10 8.00000000e+10] [4.76000000e+10 4.76000000e+10 4.76000000e+10] [3.27000000e+09 3.48000000e+09 3.50000000e+09] [5.99000000e+09 5.99000000e+09 5.99000000e+09] [1.35300000e+10 3.49000000e+09 3.49000000e+09] [8.40000000e+09 3.49000000e+09 3.49000000e+09] [4.89469697e+07 4.89469697e+07 4.89469697e+07] [3.12500000e+05 3.12500000e+05 3.12500000e+05] [1.52000000e+06 1.52000000e+06 1.52000000e+06]] | 2D array of the shear moduli of the materials. Each row represents a material, the three columns represent G12, G13 and G23.
materials.nu | output |  | [[0.3 0.3 0.3 ] [0.3 0.3 0.3 ] [0.3 0.3 0.3 ] [0.3 0.3 0.3 ] [0.262 0.35 0.264] [0.27 0.27 0.27 ] [0.5 0. 0.066] [0.5 0. 0.17 ] [0.32 0.32 0.32 ] [0.3 0.3 0.3 ] [0.49 0.49 0.49 ]] | 2D array of the Poisson ratio of the materials. Each row represents a material, the three columns represent nu12, nu13 and nu23.
materials.Xt | output | Pa | [[7.400e+01 7.400e+01 7.400e+01] [4.500e+08 4.500e+08 4.500e+08] [8.140e+08 8.140e+08 8.140e+08] [3.100e+08 3.100e+08 3.100e+08] [6.092e+08 3.810e+07 1.529e+07] [1.546e+09 0.000e+00 0.000e+00] [4.290e+07 4.260e+07 1.530e+07] [3.960e+08 7.640e+07 1.530e+07] [2.083e+06 2.083e+06 2.083e+06] [0.000e+00 0.000e+00 0.000e+00] [6.900e+05 6.900e+05 6.900e+05]] | 2D array of the Ultimate Tensile Strength (UTS) of the materials. Each row represents a material, the three columns represent Xt12, Xt13 and Xt23.
materials.Xc | output | Pa | [[8.7000e+01 8.7000e+01 8.7000e+01] [4.5000e+08 4.5000e+08 4.5000e+08] [8.1400e+08 8.1400e+08 8.1400e+08] [3.1000e+08 3.1000e+08 3.1000e+08] [4.7471e+08 1.1264e+08 1.1322e+08] [1.0470e+09 0.0000e+00 0.0000e+00] [7.0700e+07 7.0700e+07 1.1320e+08] [4.4890e+08 1.7470e+08 1.1320e+08] [1.5630e+06 1.5630e+06 1.5630e+06] [0.0000e+00 0.0000e+00 0.0000e+00] [4.0000e+05 4.0000e+05 4.0000e+05]] | 2D array of the Ultimate Compressive Strength (UCS) of the materials. Each row represents a material, the three columns represent Xc12, Xc13 and Xc23.
materials.S | output | Pa | [[2.126e+07 2.126e+07 2.126e+07] [0.000e+00 0.000e+00 0.000e+00] [0.000e+00 0.000e+00 0.000e+00] [0.000e+00 0.000e+00 0.000e+00] [1.891e+07 1.724e+07 1.316e+07] [0.000e+00 0.000e+00 0.000e+00] [1.034e+08 1.720e+07 1.320e+07] [1.034e+08 1.720e+07 1.320e+07] [1.250e+06 1.250e+06 1.250e+06] [0.000e+00 0.000e+00 0.000e+00] [3.100e+05 3.100e+05 3.100e+05]] | 2D array of the Ultimate Shear Strength (USS) of the materials. Each row represents a material, the three columns represent S12, S13 and S23.
materials.sigma_y | output | Pa | [0.00e+00 3.45e+08 4.85e+08 2.65e+08 0.00e+00 0.00e+00 0.00e+00 0.00e+00 0.00e+00 0.00e+00 0.00e+00] | Yield stress of the material (in the principle direction for composites).
materials.wohler_exp | output |  | [ 1. 3. 3. 3. 10. 16.1 10. 10. 1. 1. 1. ] | Exponent of S-N Wohler fatigue curve in the form of S = A*N^-(1/m).
materials.wohler_intercept | output |  | [8.70000000e+01 3.55346484e+10 3.55346484e+10 3.55346484e+10 6.09200000e+08 1.54600000e+09 1.13200000e+08 4.48900000e+08 2.08300000e+06 0.00000000e+00 6.90000000e+05] | Stress-intercept (A) of S-N Wohler fatigue curve in the form of S = A*N^-(1/m), taken as ultimate stress unless otherwise specified.
materials.unit_cost | output | USD/kg | [ 7.23 0.7 0.9 0.5 1.87 30. 3. 2.86 13. 3.63 9. ] | 1D array of the unit costs of the materials.
materials.waste | output |  | [0.25 0. 0. 0. 0.05 0.05 0.15 0.15 0.2 0. 0. ] | 1D array of the non-dimensional waste fraction of the materials.
materials.roll_mass | output | kg | [ 0. 0. 0. 0. 0. 0. 181.4368 181.4368 0. 0. 0. ] | 1D array of the roll mass of the composite fabrics. Non-composite materials are kept at 0.
materials.orth | output | Unavailable | [0. 0. 0. 0. 1. 1. 1. 1. 0. 0. 0.] | 1D array of flags to set whether a material is isotropic (0) or orthtropic (1). Each entry represents a material.
monopile.s | output |  | [0. 0.5 0.61111111 0.72222222 0.83333333 0.94444444 1. ] | 1D array of the non-dimensional grid defined along the tower axis (0-tower base, 1-tower top)
monopile.height | output | m | [90.] | Scalar of the tower height computed along the z axis.
monopile.length | output | m | [90.] | Scalar of the tower length computed along its curved axis. A standard straight tower will be as high as long.
monopile.foundation_height | output | m | [-75.] | Foundation height in respect to the ground level.
monopile.diameter | output | m | [8.51863396 8.51863396 8.51863396 8.51863396 8.51863396 8.51863396 8.51863396] | 1D array of the outer diameter values defined along the tower axis.
monopile.layer_thickness | output | m | [[0.075 0.075 0.075 0.075 0.075 0.075 0.075]] | 2D array of the thickness of the layers of the tower structure. The first dimension represents each layer, the second dimension represents each piecewise-constant entry of the tower sections.
monopile.outfitting_factor | output |  | [1.07] | Multiplier that accounts for secondary structure mass inside of tower
monopile.transition_piece_mass | output | kg | [100000.] | point mass of transition piece
monopile.transition_piece_cost | output | USD | [500000.] | cost of transition piece
monopile.gravity_foundation_mass | output | kg | [0.] | extra mass of gravity foundation
monopile.layer_name | output | Unavailable | ['monopile_wall'] | 1D array of the names of the layers modeled in the tower structure.
monopile.layer_mat | output | Unavailable | ['steel'] | 1D array of the names of the materials of each layer modeled in the tower structure.
nacelle.uptilt | output | rad | [0.10471976] | Nacelle uptilt angle. A standard machine has positive values.
nacelle.distance_tt_hub | output | m | [5.614] | Vertical distance from tower top plane to hub flange
nacelle.overhang | output | m | [12.0313] | Horizontal distance from tower top edge to hub flange
nacelle.gearbox_efficiency | output |  | [1.] | Efficiency of the gearbox. Set to 1.0 for direct-drive
nacelle.gearbox_mass_user | output | kg | [0.] | User override of gearbox mass.
nacelle.gearbox_torque_density | output | N*m/kg | [0.] | Torque density of the gearbox.
nacelle.gearbox_radius_user | output | m | [0.] | User override of gearbox radius (only used if gearbox_mass_user is > 0).
nacelle.gearbox_length_user | output | m | [0.] | User override of gearbox length (only used if gearbox_mass_user is > 0).
nacelle.gear_ratio | output |  | [1.] | Total gear ratio of drivetrain (use 1.0 for direct)
nacelle.distance_hub_mb | output | m | [2.] | Distance from hub flange to first main bearing along shaft
nacelle.distance_mb_mb | output | m | [1.] | Distance from first to second main bearing along shaft
nacelle.L_generator | output | m | [2.15] | Generator length along shaft
nacelle.lss_diameter | output | m | [3. 3.] | Diameter of low speed shaft
nacelle.lss_wall_thickness | output | m | [0.1 0.1] | Thickness of low speed shaft
nacelle.damping_ratio | output |  | [0.005] | Damping ratio for the drivetrain system
nacelle.brake_mass_user | output | kg | [0.] | Override regular regression-based calculation of brake mass with this value
nacelle.hvac_mass_coeff | output | kg/kW/m | [0.025] | Regression-based scaling coefficient on machine rating to get HVAC system mass
nacelle.converter_mass_user | output | kg | [0.] | Override regular regression-based calculation of converter mass with this value
nacelle.transformer_mass_user | output | kg | [0.] | Override regular regression-based calculation of transformer mass with this value
nacelle.nose_diameter | output | m | [2.2 2.2] | Diameter of nose (also called turret or spindle)
nacelle.nose_wall_thickness | output | m | [0.1 0.1] | Thickness of nose (also called turret or spindle)
nacelle.bedplate_wall_thickness | output | m | [0.05 0.05 0.05 0.05] | Thickness of hollow elliptical bedplate
nacelle.mb1Type | output | Unavailable | CARB | Type of main bearing: CARB / CRB / SRB / TRB
nacelle.mb2Type | output | Unavailable | SRB | Type of main bearing: CARB / CRB / SRB / TRB
nacelle.uptower | output | Unavailable | TRUE | If power electronics are located uptower (True) or at tower base (False)
nacelle.lss_material | output | Unavailable | steel_drive | Material name identifier for the low speed shaft
nacelle.hss_material | output | Unavailable | steel | Material name identifier for the high speed shaft
nacelle.bedplate_material | output | Unavailable | steel_drive | Material name identifier for the bedplate
tower.ref_axis | output | m | [[ 0. 0. 15.] [ 0. 0. 50.] [ 0. 0. 100.] [ 0. 0. 130.] [ 0. 0. 150.]] | 2D array of the coordinates (x,y,z) of the tower reference axis. The coordinate system is the global coordinate system of OpenFAST: it is placed at tower base with x pointing downwind, y pointing on the side and z pointing vertically upwards. A standard tower configuration will have zero x and y values and positive z values.
tower.diameter | output | m | [8.51863396 8.51863396 8.51863396 6. 6. ] | 1D array of the outer diameter values defined along the tower axis.
tower.cd | output |  | [0.5 0.5 0.5 0.5 0.5] | 1D array of the drag coefficients defined along the tower height.
tower.layer_thickness | output | m | [[0.03641277 0.02 0.02 0.02 0.02 ]] | 2D array of the thickness of the layers of the tower structure. The first dimension represents each layer, the second dimension represents each piecewise-constant entry of the tower sections.
tower.outfitting_factor | output |  | [1.07] | Multiplier that accounts for secondary structure mass inside of tower
tower.layer_name | output | Unavailable | ['tower_wall'] | 1D array of the names of the layers modeled in the tower structure.
tower.layer_mat | output | Unavailable | ['steel'] | 1D array of the names of the materials of each layer modeled in the tower structure.
tower_grid.s | output |  | [0. 0.25925926 0.62962963 0.85185185 1. ] | 1D array of the non-dimensional grid defined along the tower axis (0-tower base, 1-tower top)
tower_grid.height | output | m | [142.346] | Scalar of the tower height computed along the z axis.
tower_grid.length | output | m | [142.346] | Scalar of the tower length computed along its curved axis. A standard straight tower will be as high as long.
tower_grid.foundation_height | output | m | [15.] | Foundation height in respect to the ground level.
drivese.bear1.mb_max_defl_ang | output | rad | [0.00872665]
drivese.bear1.mb_mass | output | kg | [48092.00178654]
drivese.bear1.mb_I | output | kg*m**2 | [59002.87469186 29771.95485598 29771.95485598]
drivese.bear2.mb_max_defl_ang | output | rad | [0.078]
drivese.bear2.mb_mass | output | kg | [13479.28387693]
drivese.bear2.mb_I | output | kg*m**2 | [16537.39640651 8344.51917506 8344.51917506]
drivese.drivetrain_spring_constant | output | N*m/rad | [5.11409396e+10]
drivese.drivetrain_damping_coefficient | output | N*m*s/rad | [44568711.27894896]
drivese.stage_ratios | output |  | [0. 0. 0.]
drivese.L_gearbox | output | m | [0.]
drivese.D_gearbox | output | m | [0.]
drivese.generator.con_uas | output | m | [-0.00631526]
drivese.generator.con_zas | output | m | [0.]
drivese.generator.con_yas | output | m | [-0.00544382]
drivese.generator.con_bst | output | m | [0.]
drivese.generator.con_uar | output | m | [-0.00033433]
drivese.generator.con_yar | output | m | [-0.00982859]
drivese.generator.con_zar | output | m | [0.]
drivese.generator.con_br | output | m | [0.]
drivese.generator.TCr | output | m**3 | [13.73160309]
drivese.generator.TCs | output | m**3 | [8.20113123]
drivese.generator.con_TC2r | output | m**3 | [8.20113123]
drivese.generator.con_TC2s | output | m**3 | [8.20113123]
drivese.generator.con_Bsmax | output | T | [1.36933302]
drivese.generator.K_rad_L | output |  | [0.2184466]
drivese.generator.K_rad_U | output |  | [0.2184466]
drivese.generator.D_ratio_L | output |  | [0.]
drivese.generator.D_ratio_U | output |  | [0.]
drivese.generator.converter_efficiency | output |  | [0.98547073 0.98547611 0.98547908 0.98547983 0.98547848 0.98547517 0.98547002 0.98546316 0.98545467 0.98544466 0.98543321 0.9854204 0.98540631 0.98539102 0.98537457 0.98535704 0.98533848 0.98531894 0.98529847 0.98527712]
drivese.generator.transformer_efficiency | output |  | [0.99766888 0.99760807 0.99754583 0.99748217 0.99741708 0.99735056 0.99728261 0.99721323 0.99714243 0.99707019 0.99699653 0.99692145 0.99684493 0.99676699 0.99668761 0.99660681 0.99652459 0.99644093 0.99635585 0.99626933]
drivese.generator_efficiency | output |  | [0.95676073 0.95880275 0.96049024 0.96184165 0.96299342 0.96390684 0.96465006 0.96525696 0.96571164 0.96606438 0.96526118 0.96430251 0.96340472 0.96257943 0.96179293 0.96105141 0.96037384 0.95971053 0.95907893 0.95847568]
drivese.generator_cost | output | USD | [5008749.3341356]
drivese.generator.B_rymax | output | T | [1.63478983]
drivese.generator.B_trmax | output | T | [0.]
drivese.generator.B_tsmax | output | T | [0.]
drivese.generator.B_g1 | output | T | [0.]
drivese.generator.B_pm1 | output |  | [1.14758177]
drivese.generator.N_s | output |  | [119.]
drivese.generator.b_s | output | m | [0.05075157]
drivese.generator.b_t | output | m | [0.0808961]
drivese.generator.A_Curcalc | output | mm**2 | [0.]
drivese.generator.A_Cuscalc | output | mm**2 | [534.58358258]
drivese.generator.b_m | output |  | [0.1288363]
drivese.generator.f | output |  | [ 8.33333333 8.53135661 8.7293799 8.92740318 9.12542646 9.32344974 9.52147302 9.7194963 9.91751958 10.11554286 10.31356614 10.51158943 10.70961271 10.90763599 11.10565927 11.30368255 11.50170583 11.69972911 11.89775239 12.09577567]
drivese.generator.I_s | output | A | [1860.51169656 1696.74886392 1538.61759152 1383.749376 1229.67963243 1073.41694591 910.66968269 733.9318789 525.63023155 197.20270364 419.95827126 609.83394758 741.48539556 843.73677118 927.23144828 997.39301861 1057.46087034 1109.56586591 1155.20391992 1195.47551111]
drivese.generator.R_s | output | ohm | [0.03928075 0.03837253 0.0374643 0.03678313 0.03587491 0.03519374 0.03451257 0.03360434 0.03315023 0.03246906 0.03178789 0.03110672 0.03065261 0.02997144 0.02951733 0.02906322 0.02838205 0.02792793 0.02747382 0.02701971]
drivese.generator.L_s | output |  | [0.01948024]
drivese.generator.J_s | output | A/m**2 | [6. 6. 6. 6. 6. 6. 6. 6. 6. 6. 6. 6. 6. 6. 6. 6. 6. 6. 6. 6.]
drivese.generator.A_1 | output |  | [59958.60193509 53416.72548383 47291.99421166 41758.55312543 36192.78947869 30993.67932526 25785.61277566 20234.40588864 14295.72487359 5253.17528394 10952.34624308 15563.42415848 18647.01670876 20746.93268488 22454.55719469 23782.04976836 24623.35967814 25423.25709292 26038.56307324 26500.90074695]
drivese.generator.Losses | output | W | [420429.88971997 387078.66814244 359308.51105063 336828.92372195 317470.66967823 301852.36735642 288891.63428892 278051.00662229 269585.76410085 262696.92335594 274175.44997076 288089.50987197 300994.22505196 312705.41632144 323760.77197566 334062.83359748 343309.65961894 352294.08197544 360738.53073125 368697.34887775]
drivese.generator.S | output |  | [240.]
drivese.generator.Slot_aspect_ratio | output |  | [7.42725566]
drivese.generator.Slot_aspect_ratio1 | output |  | [0.]
drivese.generator.Slot_aspect_ratio2 | output |  | [0.]
drivese.generator.J_r | output |  | [0. 0. 0. 0. 0. 0. 0. 0. 0. 0. 0. 0. 0. 0. 0. 0. 0. 0. 0. 0.]
drivese.generator.L_sm | output |  | [0.]
drivese.generator.Q_r | output |  | [0.]
drivese.generator.R_R | output |  | [0.]
drivese.generator.b_r | output |  | [0.]
drivese.generator.b_tr | output |  | [0.]
drivese.generator.b_trmin | output |  | [0.]
drivese.generator.B_symax | output | T | [1.63455514]
drivese.generator.tau_p | output | m | [0.16104538]
drivese.generator.q | output | N/m**2 | [768352.15212278]
drivese.generator.len_ag | output | m | [0.01025247]
drivese.generator.h_t | output | m | [0.43194491]
drivese.generator.tau_s | output | m | [0.13393607]
drivese.generator.J_actual | output | A/m**2 | [2.46094433 2.24433123 2.03516712 1.83031915 1.62652733 1.41983485 1.20456507 0.97078965 0.69526396 0.26084484 0.55548908 0.80664228 0.98078087 1.11603127 1.22647172 1.31927614 1.39872936 1.46764991 1.52801648 1.5812847 ]
drivese.generator.T_e | output | N*m | [22187153.3217761]
drivese.generator.twist_r | output | deg | [0.00045858]
drivese.generator.twist_s | output | deg | [9.36074838e-05]
drivese.generator.Structural_mass_rotor | output | kg | [66168.75073986]
drivese.generator.Structural_mass_stator | output | kg | [61098.33578311]
drivese.generator.Mass_tooth_stator | output | kg | [159374.61019656]
drivese.generator.Mass_yoke_rotor | output | kg | [20554.89809625]
drivese.generator.Mass_yoke_stator | output | kg | [18292.21340911]
drivese.hub_system_cost | output | USD | [21245.60578477]
drivese.constr_hub_diameter | output | m | [3.07179677]
drivese.spinner.spinner_diameter | output | m | [11.]
drivese.L_lss | output | m | [3.]
drivese.s_generator | output | m | [1.225]
drivese.constr_length | output | m | [0.77676827]
drivese.L_nose | output | m | [1.3]
drivese.D_bearing1 | output | m | [0.3]
drivese.D_bearing2 | output | m | [0.3]
drivese.constr_access | output | m | [[0.1 0. ] [0.1 0. ]]
drivese.constr_ecc | output | m | [-0.96964549]
drivese.torq_deflection | output | m | [0.00019611]
drivese.torq_angle | output | rad | [-5.84450448e-05]
drivese.lss_axial_stress | output | Pa | [[22583232.47708491] [22825103.15383932] [19849917.70662852] [16589239.28992547]]
drivese.lss_shear_stress | output | Pa | [[ 123993.70666197] [ 1119087.74561532] [14851276.8297297 ] [48762491.34797726]]
drivese.constr_lss_vonmises | output |  | [[0.0817224 ] [0.08289121] [0.1175725 ] [0.31145968]]
drivese.F_torq | output | N | [[-0.] [-0.] [-0.]]
drivese.M_torq | output | N*m | [[49450209.65505684] [ -0. ] [ -0. ]]
drivese.lss_axial_load2stress | output | m**2 | [1.0976203 0. 0. 0. 1.56430446 1.56430446]
drivese.lss_shear_load2stress | output | m**2 | [0. 1.77770979 1.77770979 0.78215223 0. 0. ]
drivese.constr_shaft_deflection | output |  | [3.44170109]
drivese.constr_shaft_angle | output |  | [-0.10257105]
drivese.hub_E | output | Pa | [1.18e+11]
drivese.hub_G | output | Pa | [4.76e+10]
drivese.hub_rho | output | kg/m**3 | [7200.]
drivese.hub_Xy | output | Pa | [2.65e+08]
drivese.hub_wohler_exp | output |  | [3.]
drivese.hub_wohler_A | output |  | [3.55346484e+10]
drivese.hub_mat_cost | output | USD/kg | [0.5]
drivese.spinner_rho | output | kg/m**3 | [1940.]
drivese.spinner_Xt | output | Pa | [38100000.]
drivese.spinner_mat_cost | output | USD/kg | [1.87]
drivese.lss_Xt | output | Pa | [8.14e+08]
drivese.lss_wohler_exp | output |  | [3.]
drivese.lss_wohler_A | output |  | [3.55346484e+10]
drivese.lss_cost | output | USD/kg | [0.9]
drivese.hss_E | output | Pa | [0.]
drivese.hss_G | output | Pa | [0.]
drivese.hss_rho | output | kg/m**3 | [0.]
drivese.hss_Xy | output | Pa | [0.]
drivese.hss_Xt | output | Pa | [0.]
drivese.hss_wohler_exp | output |  | [0.]
drivese.hss_wohler_A | output |  | [0.]
drivese.hss_cost | output | USD/kg | [0.]
drivese.bedplate_mat_cost | output | USD/kg | [0.9]
drivese.cover_length | output | m | [4.1544451]
drivese.cover_height | output | m | [11.67918228]
drivese.cover_width | output | m | [11.67918228]
drivese.mean_bearing_mass | output | kg | [30785.64283173]
drivese.total_bedplate_mass | output | kg | [40686.9261128]
drivese.above_yaw_mass | output | kg | [629537.66835959]
drivese.above_yaw_cm | output | m | [-4.00991761 -0.14443037 4.24918643]
drivese.nacelle_I | output | kg*m**2 | [9225580.40494879 8618497.83646932 8196888.37923563 351088.87030514 1743635.62842816 -201554.91603401]
drivese.above_yaw_I | output | kg*m**2 | [8803899.15124399 7822207.43852212 7821305.9987322 364599.1774316 1346158.17883118 -215871.37321263]
drivese.above_yaw_I_TT | output | kg*m**2 | [20183702.49694458 29311491.24019753 17957050.930925 0. 12072779.69929056 170483.16796875]
drivese.mb1_deflection | output | m | [0.00466098]
drivese.mb2_deflection | output | m | [0.00330717]
drivese.stator_deflection | output | m | [0.00311352]
drivese.mb1_angle | output | rad | [-0.00096587]
drivese.mb2_angle | output | rad | [-0.00093202]
drivese.stator_angle | output | rad | [0.0009076]
drivese.base_F | output | N | [[ 2.93771295e+06] [ 8.73816952e+03] [-8.98603452e+06]]
drivese.base_M | output | N*m | [[ -692940.008576 ] [-38693074.08051626] [ 6202665.53278366]]
drivese.bedplate_nose_axial_stress | output | Pa | [[3.77100750e+07] [3.94292335e+07] [4.19805835e+07] [4.55957996e+07] [5.06306239e+07] [5.76246670e+07] [6.73599764e+07] [8.07775573e+07] [9.81143750e+07] [1.15402369e+08] [1.18609783e+08] [6.31658991e+07] [6.13025391e+07] [1.12867557e+07] [3.67595980e+06]]
drivese.bedplate_nose_shear_stress | output | Pa | [[ 8196999.31830908] [ 5094051.8008755 ] [ 3046911.15812875] [ 7001757.54569459] [11728746.17396671] [17599404.2360797 ] [25090836.93232313] [34737694.38728607] [46802685.79137146] [60104720.92907151] [70030447.54624267] [36800928.55531872] [25411892.47643425] [24647897.46745445] [24524781.53807375]]
drivese.bedplate_nose_bending_stress | output | Pa | [[19533470.81272244] [20779111.50768324] [22790297.4751178 ] [25689644.0440917 ] [29718870.44041489] [35335991.44334109] [43358968.8677739 ] [55089814.7286272 ] [71750489.69705655] [90587113.57094091] [97572896.30571522] [ 0. ] [ 0. ] [ 0. ] [ 0. ]]
drivese.constr_bedplate_vonmises | output |  | [[0.1288821 ] [0.12767813] [0.13309542] [0.14983922] [0.17559051] [0.21291838] [0.26554777] [0.33809798] [0.4328115 ] [0.53558914] [0.59159187] [0.32472098] [0.27308224] [0.15978898] [0.15428413]]
drivese.constr_mb1_defl | output |  | [0.11068017]
drivese.constr_mb2_defl | output |  | [0.01194893]
drivese.constr_stator_deflection | output |  | [54.64230165]
drivese.constr_stator_angle | output |  | [1.59284205]
drivese.rotor_mass | output | kg | [293648.30562215]
drivese.rna_mass | output | kg | [948421.32607936]
drivese.rna_cm | output | m | [-6.75812851 -0.09586916 4.59772556]
drivese.rna_I_TT | output | kg*m**2 | [4.16138017e+08 2.85204924e+08 2.66307067e+08 5.41567843e+02 1.42357746e+07 1.69909285e+05]
drivese.lss_rpm | output | rpm | [5. 5.11881397 5.23762794 5.35644191 5.47525587 5.59406984 5.71288381 5.83169778 5.95051175 6.06932572 6.18813969 6.30695366 6.42576762 6.54458159 6.66339556 6.78220953 6.9010235 7.01983747 7.13865144 7.2574654 ]
drivese.hss_rpm | output | rpm | [5. 5.11881397 5.23762794 5.35644191 5.47525587 5.59406984 5.71288381 5.83169778 5.95051175 6.06932572 6.18813969 6.30695366 6.42576762 6.54458159 6.66339556 6.78220953 6.9010235 7.01983747 7.13865144 7.2574654 ]
rotorse.rp.AEP | output | kW*h | [78563025.98799394] | annual energy production
rotorse.rp.cdf.F | output | m/s | [0.06824543 0.07317592 0.07825729 0.08348677 0.08886153 0.09437864 0.10003514 0.10582799 0.11175409 0.1178103 0.12399341 0.13030017 0.13672727 0.14327136 0.14992906 0.15669694 0.16357153 0.17054933 0.17762681 0.18480043 0.19206659 0.19942169 0.20686212 0.21438424 0.2219844 0.22965893 0.23740419 0.24521648 0.25309215 0.26102753 0.26901895 0.27706275 0.28515528 0.29329292 0.30147203 0.30968902 0.31794031 0.32622234 0.33453157 0.3428645 0.35121765 0.35958758 0.36797088 0.37636417 0.38476413 0.39316746 0.4015709 0.40997127 0.41836538 0.42675014 0.43512249 0.4434794 0.45181794 0.46013518 0.4684283 0.4766945 0.48493104 0.49313527 0.50130457 0.50943638 0.51752823 0.5255777 0.53358242 0.54154011 0.54944853 0.55730553 0.56510902 0.57285696 0.5805474 0.58817845 0.59574828 0.60325515 0.61069736 0.6180733 0.62538141 0.63262022 0.63978832 0.64688436 0.65390705 0.6608552 0.66772765 0.67452333 0.68124122 0.68788039 0.69443994 0.70091905 0.70731698 0.71363303 0.71986656 0.726017 0.73208386 0.73806666 0.74396502 0.7497786 0.75550712 0.76115035 0.76670812 0.77218031 0.77756684 0.78286771 0.78808294 0.79321261 0.79825684 0.80321582 0.80808974 0.81287887 0.81758352 0.82220402 0.82674074 0.83119412 0.8355646 0.83985268 0.84405887 0.84818374 0.85222787 0.85619189 0.86007643 0.86388218 0.86760984 0.87126013 0.8748338 0.87833164 0.88175443 0.88510299 0.88837815 0.89158077 0.89471172 0.89777188 0.90076215 0.90368344 0.90653669 0.90932282 0.91204279 0.91469754 0.91728805 0.91981528 0.92228022 0.92468385 0.92702715 0.92931111 0.93153673 0.93370501 0.93581694 0.93787353 0.93987575 0.94182462 0.94372112 0.94556625 0.94736099 0.94910633 0.95080325 0.95245271 0.9540557 0.95561316 0.95712606 0.95859534 0.96002195 0.96140681 0.96275085 0.96405498 0.96532012 0.96654715 0.96773696 0.96889042 0.97000841 0.97109177 0.97214134 0.97315796 0.97414245 0.97509561 0.97601824 0.97691112 0.97777502 0.97861071 0.97941893 0.98020041 0.98095587 0.98168602 0.98239156 0.98307317 0.98373152 0.98436726 0.98498105 0.9855735 0.98614525 0.98669689 0.98722901 0.98774221 0.98823704 0.98871406 0.98917382 0.98961684 0.99004365 0.99045474 0.99085061 0.99123175 0.99159863 0.9919517 0.99229141 0.99261821] | magnitude of wind speed at each z location
rotorse.rp.gust.V_gust | output | m/s | [19.81922246] | gust wind speed
rotorse.rp.powercurve.pitch | output | deg | [ 0. 0. 0. 0. 0. 0. 0. 0. 0. 0. 2.24394224 4.57677796 6.01396672 9.81825031 12.82958149 15.57687552 18.1774837 20.66601895 23.05010771 25.32530078] | rotor pitch schedule
rotorse.rp.powercurve.P_aero | output | W | [ -82060.48719699 516545.03632222 1693821.93457032 2910819.95548276 3854901.33650552 4304942.48553461 4394563.43535188 5007180.32403367 6336920.76762697 8684209.70952572 12689624.66730636 15649850.47616353 15649844.69904366 15649819.62947558 15649851.27650969 15649822.14775479 15649978.37894098 15649884.14479361 15649850.96771311 15649856.84567216] | rotor mechanical power
rotorse.rp.powercurve.T | output | N | [ 429682.00467021 705951.13992314 876084.08668119 1007545.78856808 1090707.15374962 1125842.17084273 1132537.66368304 1175713.34302965 1360569.98543456 1678632.27741477 1945684.7833817 1988563.34678087 1834584.13443946 1482921.16968225 1264910.27860317 1106361.15242529 985575.39846164 891650.63452007 817459.0890584 758053.86120571] | rotor aerodynamic thrust
rotorse.rp.powercurve.Q | output | N*m | [ -156723.98603916 986528.35032317 3234961.60325212 5559256.61238735 7362319.23403688 8221834.51558973 8392997.92160584 9563009.99426925 11296365.32894366 13937131.98265021 18042886.21131369 20591908.5212678 20591900.91979429 20591867.9335205 20591909.57435485 20591871.24704577 20592076.81439602 20591952.82209686 20591909.16804356 20591916.90220021] | rotor aerodynamic torque
rotorse.rp.powercurve.M | output | N*m | [12579184.24265124 20083942.09972681 24262231.35142706 27398904.74013554 29324185.94780142 30114765.85182822 30263342.69791822 31204181.76887675 36053121.85627774 44481309.08178596 51404929.40503142 52039434.30965114 47462749.06292423 36417188.02709664 28975246.89209138 23103946.2263366 18234729.77061881 14102907.76124814 10550378.64783824 7476559.54724049] | blade root moment
rotorse.rp.powercurve.Cp | output |  | [-0.09718877 0.21185863 0.36299048 0.41412136 0.43105131 0.43378741 0.43386461 0.43030017 0.43072987 0.43246045 0.4375156 0.40320288 0.3649956 0.24607566 0.16693833 0.11490794 0.08066158 0.057909 0.04258143 0.03208587] | rotor electrical power coefficient
rotorse.rp.powercurve.Cp_aero | output |  | [-0.10158106 0.22143325 0.37939526 0.43283692 0.45053199 0.45339175 0.45347244 0.44974691 0.44781594 0.44781594 0.45505134 0.42067097 0.38080842 0.25673647 0.17417065 0.11988614 0.08415611 0.06041781 0.0444262 0.03347594] | rotor aerodynamic power coefficient
rotorse.rp.powercurve.Ct_aero | output |  | [1.59568471 1.2928413 1.04082097 0.91092979 0.83984128 0.80877769 0.80258352 0.75956608 0.74911624 0.74911624 0.68154474 0.57478903 0.49622974 0.30840236 0.20310333 0.13848969 0.09744329 0.07068243 0.05279176 0.04053801] | rotor aerodynamic thrust coefficient
rotorse.rp.powercurve.Cq_aero | output |  | [-0.0046675 0.0144887 0.03082113 0.04030752 0.04546246 0.04736631 0.04769841 0.04954592 0.04987883 0.04987883 0.05068473 0.04773257 0.04466741 0.0343435 0.0265157 0.02067119 0.01632719 0.01309072 0.01066463 0.00883097] | rotor aerodynamic torque coefficient
rotorse.rp.powercurve.Cm_aero | output |  | [0.37462917 0.29496381 0.23115867 0.19865638 0.18107739 0.17349235 0.17199019 0.16166876 0.15919169 0.15919169 0.14440288 0.12062874 0.10295495 0.06073727 0.03731072 0.02319294 0.01445808 0.0089655 0.00546408 0.00320637] | rotor aerodynamic moment coefficient
rotorse.rp.powercurve.ax_induct_rotor | output |  | [0.81416642 0.63521118 0.48510064 0.38434956 0.32175922 0.29795682 0.29360341 0.26621112 0.26016354 0.26016354 0.22989241 0.18546713 0.15593334 0.09323468 0.06127071 0.04221542 0.03011127 0.02209939 0.01661591 0.01275739] | rotor aerodynamic induction
rotorse.rp.powercurve.V_R25 | output | m/s | [10.55555556] | region 2.5 transition wind speed
rotorse.rp.powercurve.rated_V | output | m/s | [10.75317449] | rated wind speed
rotorse.rp.powercurve.rated_Omega | output | rpm | [7.2574654] | rotor rotation speed at rated
rotorse.rp.powercurve.rated_pitch | output | deg | [4.57677796] | pitch setting at rated
rotorse.rp.powercurve.rated_T | output | N | [1988563.34678087] | rotor aerodynamic thrust at rated
rotorse.rp.powercurve.rated_Q | output | N*m | [20591908.5212678] | rotor aerodynamic torque at rated
rotorse.rp.powercurve.rated_mech | output | W | [15649850.47616353] | Mechanical shaft power at rated
rotorse.rp.powercurve.ax_induct_regII | output |  | [0.09056511 0.13169318 0.15979189 0.18475164 0.23124183 0.29439726 0.30664817 0.32040269 0.31852138 0.3232001 0.32497131 0.32101483 0.3211676 0.3442652 0.34239094 0.31615981 0.29034054 0.28669319 0.27390791 0.26989112 0.26505094 0.25514993 0.2474722 0.24061689 0.23431329 0.22720183 0.21959276 0.21596561 0.21306112 0.1323464 ] | rotor axial induction at cut-in wind speed along blade span
rotorse.rp.powercurve.tang_induct_regII | output |  | [-0.09056511 0.16647864 0.12430838 0.08258345 0.064374 0.0575627 0.0445843 0.03563728 0.02853672 0.02361454 0.01957328 0.01645271 0.01411263 0.01258164 0.01094143 0.00904862 0.00730344 0.00645405 0.00560631 0.00496958 0.00448542 0.00399193 0.0035904 0.00320322 0.00293002 0.00287267 0.00270015 0.00252151 0.0023541 0.00154958] | rotor tangential induction at cut-in wind speed along blade span
rotorse.rp.powercurve.aoa_regII | output | deg | [10.07825652 10.90667236 10.6128118 11.19315657 11.71676446 11.33373962 10.65899857 10.2470739 9.34515613 8.70158878 8.66330544 8.64682434 8.52195412 9.18536828 9.43954463 9.57622371 9.66610888 9.66969838 9.7578607 9.8564882 9.72239821 9.61939582 9.63074978 9.75450736 9.56776284 8.94280299 8.04968358 7.06837279 6.14693193 6.18856782] | angle of attack distribution along blade span at cut-in wind speed
rotorse.rp.powercurve.L_D | output |  | [-1.05330936e-16 6.13989315e+00 2.85765313e+01 2.36786601e+01 2.47645634e+01 8.65527719e+01 1.04515739e+02 1.11959270e+02 1.19123621e+02 1.28853103e+02 1.05415596e+02 1.04461383e+02 1.05986141e+02 1.00260134e+02 9.63589828e+01 7.19575761e+01 4.95667357e+01 4.95090991e+01 4.81123271e+01 4.65922648e+01 4.86698234e+01 4.91362788e+01 5.02189941e+01 4.83828510e+01 5.11851153e+01 8.13601449e+01 1.11853020e+02 1.31597949e+02 1.48118713e+02 1.47461632e+02] | Lift over drag distribution along blade span at cut-in wind speed
rotorse.rp.powercurve.Cp_regII | output |  | [0.44781594] | power coefficient at cut-in wind speed
rotorse.rp.powercurve.Ct_regII | output |  | [0.74911624] | thrust coefficient at cut-in wind speed
rotorse.rp.powercurve.cl_regII | output |  | [-5.26654681e-17 1.14222749e+00 1.42507696e+00 1.45820715e+00 1.54152320e+00 1.62390831e+00 1.56051762e+00 1.50799192e+00 1.42467876e+00 1.38887900e+00 1.37892198e+00 1.36385539e+00 1.36504381e+00 1.41478688e+00 1.43070441e+00 1.39956676e+00 1.35078819e+00 1.35081816e+00 1.35148470e+00 1.35207505e+00 1.35123255e+00 1.33849856e+00 1.33566874e+00 1.33617189e+00 1.33532792e+00 1.31988082e+00 1.27160419e+00 1.20013080e+00 1.12081820e+00 1.12462866e+00] | lift coefficient distribution along blade span at cut-in wind speed
rotorse.rp.powercurve.cd_regII | output |  | [0.5 0.18603377 0.04986879 0.06158318 0.06224714 0.01876206 0.01493093 0.01346911 0.01195967 0.01077878 0.01308082 0.01305607 0.01287946 0.01411116 0.01484765 0.01944989 0.02725191 0.02728424 0.0280902 0.0290193 0.02776325 0.02724054 0.02659688 0.02761664 0.02608821 0.0162227 0.01136853 0.00911968 0.00756703 0.00762658] | drag coefficient distribution along blade span at cut-in wind speed
rotorse.rp.powercurve.rated_efficiency | output |  | [0.95847566] | Efficiency at rated conditions
rotorse.rp.powercurve.V_spline | output | m/s | [ 3. 3.11055276 3.22110553 3.33165829 3.44221106 3.55276382 3.66331658 3.77386935 3.88442211 3.99497487 4.10552764 4.2160804 4.32663317 4.43718593 4.54773869 4.65829146 4.76884422 4.87939698 4.98994975 5.10050251 5.21105528 5.32160804 5.4321608 5.54271357 5.65326633 5.7638191 5.87437186 5.98492462 6.09547739 6.20603015 6.31658291 6.42713568 6.53768844 6.64824121 6.75879397 6.86934673 6.9798995 7.09045226 7.20100503 7.31155779 7.42211055 7.53266332 7.64321608 7.75376884 7.86432161 7.97487437 8.08542714 8.1959799 8.30653266 8.41708543 8.52763819 8.63819095 8.74874372 8.85929648 8.96984925 9.08040201 9.19095477 9.30150754 9.4120603 9.52261307 9.63316583 9.74371859 9.85427136 9.96482412 10.07537688 10.18592965 10.29648241 10.40703518 10.51758794 10.6281407 10.73869347 10.84924623 10.95979899 11.07035176 11.18090452 11.29145729 11.40201005 11.51256281 11.62311558 11.73366834 11.84422111 11.95477387 12.06532663 12.1758794 12.28643216 12.39698492 12.50753769 12.61809045 12.72864322 12.83919598 12.94974874 13.06030151 13.17085427 13.28140704 13.3919598 13.50251256 13.61306533 13.72361809 13.83417085 13.94472362 14.05527638 14.16582915 14.27638191 14.38693467 14.49748744 14.6080402 14.71859296 14.82914573 14.93969849 15.05025126 15.16080402 15.27135678 15.38190955 15.49246231 15.60301508 15.71356784 15.8241206 15.93467337 16.04522613 16.15577889 16.26633166 16.37688442 16.48743719 16.59798995 16.70854271 16.81909548 16.92964824 17.04020101 17.15075377 17.26130653 17.3718593 17.48241206 17.59296482 17.70351759 17.81407035 17.92462312 18.03517588 18.14572864 18.25628141 18.36683417 18.47738693 18.5879397 18.69849246 18.80904523 18.91959799 19.03015075 19.14070352 19.25125628 19.36180905 19.47236181 19.58291457 19.69346734 19.8040201 19.91457286 20.02512563 20.13567839 20.24623116 20.35678392 20.46733668 20.57788945 20.68844221 20.79899497 20.90954774 21.0201005 21.13065327 21.24120603 21.35175879 21.46231156 21.57286432 21.68341709 21.79396985 21.90452261 22.01507538 22.12562814 22.2361809 22.34673367 22.45728643 22.5678392 22.67839196 22.78894472 22.89949749 23.01005025 23.12060302 23.23115578 23.34170854 23.45226131 23.56281407 23.67336683 23.7839196 23.89447236 24.00502513 24.11557789 24.22613065 24.33668342 24.44723618 24.55778894 24.66834171 24.77889447 24.88944724 25. ] | wind vector
rotorse.rp.powercurve.P_spline | output | W | [-7.85122498e+04 -6.30924980e+04 -3.86337285e+04 -5.92459869e+03 3.42462339e+04 8.10901119e+04 1.33818378e+05 1.91642374e+05 2.53773444e+05 3.19422930e+05 3.87802173e+05 4.58122518e+05 5.31522194e+05 6.18615969e+05 7.19479420e+05 8.32110871e+05 9.54508648e+05 1.08467107e+06 1.22059647e+06 1.36028317e+06 1.50172949e+06 1.64308523e+06 1.79011815e+06 1.94575199e+06 2.10876374e+06 2.27793038e+06 2.45202891e+06 2.62983630e+06 2.81022653e+06 2.99778230e+06 3.19332782e+06 3.39373287e+06 3.59586723e+06 3.79806716e+06 4.00355139e+06 4.20780726e+06 4.40432929e+06 4.59960700e+06 4.80702947e+06 5.02888104e+06 5.26027601e+06 5.50067910e+06 5.74955505e+06 6.00636860e+06 6.27048819e+06 6.54152681e+06 6.81992074e+06 7.10615109e+06 7.40069895e+06 7.70404541e+06 8.01667156e+06 8.33905851e+06 8.67714933e+06 9.03755436e+06 9.41539874e+06 9.80563294e+06 1.02032074e+07 1.06030727e+07 1.10001792e+07 1.13894773e+07 1.17659177e+07 1.21244507e+07 1.24835614e+07 1.28815344e+07 1.32988034e+07 1.37137829e+07 1.41048877e+07 1.44505325e+07 1.47291318e+07 1.49191005e+07 1.49988531e+07 1.49999994e+07 1.49999978e+07 1.49999959e+07 1.49999942e+07 1.49999924e+07 1.49999904e+07 1.49999882e+07 1.49999860e+07 1.49999837e+07 1.49999814e+07 1.49999793e+07 1.49999773e+07 1.49999754e+07 1.49999739e+07 1.49999726e+07 1.49999717e+07 1.49999712e+07 1.49999712e+07 1.49999719e+07 1.49999731e+07 1.49999749e+07 1.49999770e+07 1.49999795e+07 1.49999822e+07 1.49999850e+07 1.49999879e+07 1.49999907e+07 1.49999934e+07 1.49999958e+07 1.49999979e+07 1.49999996e+07 1.50000008e+07 1.50000014e+07 1.50000014e+07 1.50000008e+07 1.49999997e+07 1.49999983e+07 1.49999965e+07 1.49999945e+07 1.49999923e+07 1.49999900e+07 1.49999876e+07 1.49999851e+07 1.49999828e+07 1.49999806e+07 1.49999786e+07 1.49999768e+07 1.49999753e+07 1.49999743e+07 1.49999737e+07 1.49999737e+07 1.49999758e+07 1.49999801e+07 1.49999864e+07 1.49999943e+07 1.50000037e+07 1.50000141e+07 1.50000254e+07 1.50000373e+07 1.50000494e+07 1.50000615e+07 1.50000732e+07 1.50000844e+07 1.50000947e+07 1.50001039e+07 1.50001116e+07 1.50001176e+07 1.50001216e+07 1.50001233e+07 1.50001229e+07 1.50001214e+07 1.50001190e+07 1.50001156e+07 1.50001115e+07 1.50001067e+07 1.50001014e+07 1.50000956e+07 1.50000895e+07 1.50000832e+07 1.50000767e+07 1.50000703e+07 1.50000640e+07 1.50000579e+07 1.50000521e+07 1.50000468e+07 1.50000420e+07 1.50000379e+07 1.50000346e+07 1.50000320e+07 1.50000297e+07 1.50000273e+07 1.50000250e+07 1.50000227e+07 1.50000205e+07 1.50000183e+07 1.50000162e+07 1.50000142e+07 1.50000123e+07 1.50000105e+07 1.50000088e+07 1.50000072e+07 1.50000058e+07 1.50000046e+07 1.50000035e+07 1.50000027e+07 1.50000020e+07 1.50000015e+07 1.50000012e+07 1.50000012e+07 1.50000012e+07 1.50000012e+07 1.50000012e+07 1.50000012e+07 1.50000013e+07 1.50000013e+07 1.50000014e+07 1.50000016e+07 1.50000017e+07 1.50000019e+07 1.50000022e+07 1.50000024e+07 1.50000028e+07 1.50000032e+07 1.50000036e+07 1.50000041e+07 1.50000047e+07 1.50000053e+07 1.50000060e+07 1.50000068e+07] | rotor electrical power
rotorse.rp.powercurve.Omega_spline | output | rpm | [5. 5. 5. 5. 5. 5. 5. 5. 5. 5. 5. 5. 5. 5. 5. 5. 5. 5. 5. 5. 5. 5. 5. 5. 5. 5. 5. 5. 5. 5. 5. 5. 5. 5. 5. 5. 5. 5. 5.00013339 5.0246135 5.08262095 5.16156543 5.24885664 5.33190429 5.40394614 5.47724055 5.55252779 5.62924533 5.70683062 5.78472112 5.86235431 5.93916765 6.01576678 6.09360914 6.17221791 6.25108321 6.32969514 6.40754381 6.48411934 6.55891184 6.63141142 6.70110819 6.7714899 6.84899969 6.92989526 7.0100851 7.0854777 7.15198157 7.20550519 7.24195706 7.25724568 7.2574654 7.2574654 7.2574654 7.2574654 7.2574654 7.2574654 7.2574654 7.2574654 7.2574654 7.2574654 7.2574654 7.2574654 7.2574654 7.2574654 7.2574654 7.2574654 7.2574654 7.2574654 7.2574654 7.2574654 7.2574654 7.2574654 7.2574654 7.2574654 7.2574654 7.2574654 7.2574654 7.2574654 7.2574654 7.2574654 7.2574654 7.2574654 7.2574654 7.2574654 7.2574654 7.2574654 7.2574654 7.2574654 7.2574654 7.2574654 7.2574654 7.2574654 7.2574654 7.2574654 7.2574654 7.2574654 7.2574654 7.2574654 7.2574654 7.2574654 7.2574654 7.2574654 7.2574654 7.2574654 7.2574654 7.2574654 7.2574654 7.2574654 7.2574654 7.2574654 7.2574654 7.2574654 7.2574654 7.2574654 7.2574654 7.2574654 7.2574654 7.2574654 7.2574654 7.2574654 7.2574654 7.2574654 7.2574654 7.2574654 7.2574654 7.2574654 7.2574654 7.2574654 7.2574654 7.2574654 7.2574654 7.2574654 7.2574654 7.2574654 7.2574654 7.2574654 7.2574654 7.2574654 7.2574654 7.2574654 7.2574654 7.2574654 7.2574654 7.2574654 7.2574654 7.2574654 7.2574654 7.2574654 7.2574654 7.2574654 7.2574654 7.2574654 7.2574654 7.2574654 7.2574654 7.2574654 7.2574654 7.2574654 7.2574654 7.2574654 7.2574654 7.2574654 7.2574654 7.2574654 7.2574654 7.2574654 7.2574654 7.2574654 7.2574654 7.2574654 7.2574654 7.2574654 7.2574654 7.2574654 7.2574654 7.2574654 7.2574654 7.2574654 7.2574654 ] | omega
rotorse.rs.aero_gust.loads_r | output | m | [ 5. 9.1379309 13.27586218 17.41379339 21.55172397 25.68965483 29.8275866 33.96551734 38.10344794 42.24137925 46.37931072 50.51724133 54.65517201 58.79310371 62.93103471 67.06896529 71.20689629 75.34482799 79.48275867 83.62068928 87.75862075 91.89655206 96.03448266 100.1724134 104.31034517 108.44827603 112.58620661 116.72413775 120.86207007 125. ]
rotorse.rs.aero_gust.loads_Px | output | N/m | [ 518.38963862 1803.95565407 3123.90299948 4133.21423556 5166.39713786 5396.38999652 6190.30334398 7065.26917632 8018.0911265 8106.72687665 7977.23790519 8282.88974329 8488.08396415 8967.31736501 9322.42539485 9354.50068696 9517.64814131 9893.45420286 10080.27157302 10471.48264346 10862.92571351 11222.49878767 11377.08521836 11559.2313959 11689.82186246 12392.08570986 12207.11809939 11376.01723617 9169.95421834 3462.72150942]
rotorse.rs.aero_gust.loads_Py | output | N/m | [ 122.47165231 -1905.65326748 -2746.19748494 -2744.70529904 -2623.22644943 -2171.1032889 -2297.57434884 -2433.92135897 -2782.09117521 -2696.57035157 -2475.79595905 -2387.7779936 -2285.97678553 -2125.22996419 -2070.11210727 -2044.25808998 -2161.51590285 -2160.77077249 -2131.42579324 -2134.51744056 -2189.97665266 -2302.65021935 -2389.17589772 -2343.10079207 -2329.18346508 -2473.38063985 -2511.33239247 -2353.45150053 -1849.86026111 -707.14656828]
rotorse.rs.aero_gust.loads_Pz | output | N/m | [0. 0. 0. 0. 0. 0. 0. 0. 0. 0. 0. 0. 0. 0. 0. 0. 0. 0. 0. 0. 0. 0. 0. 0. 0. 0. 0. 0. 0. 0.]
rotorse.rs.aero_hub_loads.P | output | W | [37582159.3378432] | Rotor aerodynamic power
rotorse.rs.aero_hub_loads.Mb | output | N/m | [73658590.53356288] | Aerodynamic blade root flapwise moment
rotorse.rs.aero_hub_loads.Fhub | output | N | [2956812.27783649 8738.16952371 27758.92236327] | Aerodynamic forces at hub center in the hub c.s.
rotorse.rs.aero_hub_loads.Mhub | output | N*m | [49450209.65505684 2682591.98530169 6300400.08069066] | Aerodynamic moments at hub center in the hub c.s.
rotorse.rs.aero_hub_loads.CP | output |  | [0.16134827] | Rotor aerodynamic power coefficient
rotorse.rs.aero_hub_loads.CMb | output |  | [0.05026224] | Aerodynamic blade root flapwise moment coefficient
rotorse.rs.aero_hub_loads.CFhub | output |  | [0.25158976 0.00074351 0.00236196] | Aerodynamic force coefficients at hub center in the hub c.s.
rotorse.rs.aero_hub_loads.CMhub | output |  | [0.03374322 0.00183051 0.00429919] | Aerodynamic moment coefficients at hub center in the hub c.s.
rotorse.rs.brs.d_r | output | m | [6.67197008] | Root fastener circle diameter
rotorse.rs.brs.ratio | output |  | [1.34794082] | Ratio of recommended diameter over actual diameter. It can be constrained to be smaller than 1
rotorse.rs.constr.constr_max_strainU_spar | output |  | [2.99737227e-01 3.02457312e-01 6.16396695e-01 6.55823716e-01 6.60155338e-01 6.90956580e-01 6.42435046e-01 5.90034285e-01 5.36824838e-01 5.29075235e-01 5.53965723e-01 5.36719717e-01 5.24121558e-01 5.10163049e-01 5.03098657e-01 5.29270286e-01 5.83199472e-01 5.49277965e-01 5.26416026e-01 4.85644871e-01 4.45581504e-01 4.48046022e-01 5.12111751e-01 5.19720051e-01 5.16936937e-01 5.55603683e-01 5.05101744e-01 3.80970375e-01 2.12835612e-01 6.75333900e-04] | constraint for maximum strain in spar cap suction side
rotorse.rs.constr.constr_max_strainL_spar | output |  | [2.92495944e-01 4.35268420e-01 7.10874544e-01 7.02081416e-01 6.71859460e-01 6.83177118e-01 6.12181332e-01 5.58369919e-01 5.03057194e-01 5.00069330e-01 5.29302986e-01 5.11206183e-01 4.99313400e-01 4.88263148e-01 4.80781754e-01 5.10370943e-01 5.65563956e-01 5.32311655e-01 5.11715967e-01 4.74161847e-01 4.36088510e-01 4.38113087e-01 4.97473973e-01 5.04541426e-01 5.03482477e-01 5.39724150e-01 4.90978182e-01 3.68032773e-01 2.03672392e-01 6.62846974e-04] | constraint for maximum strain in spar cap pressure side
rotorse.rs.constr.constr_max_strainU_te | output |  | [1.38672749e-01 2.58437324e-01 7.57433177e-02 7.59587521e-02 2.46823219e-02 1.35258691e-02 4.31965691e-02 3.66008700e-02 3.83250069e-02 2.71459118e-02 2.00438762e-02 2.29154326e-02 2.37909848e-02 2.09299690e-02 3.11254801e-02 3.90125543e-02 4.74420988e-02 6.88564653e-02 9.34243212e-02 1.18420076e-01 1.28332577e-01 1.24278239e-01 1.37700330e-01 1.13708011e-01 2.32778168e-02 1.00559346e-02 9.66673836e-03 1.15747103e-03 6.57741931e-03 6.64298019e-05] | constraint for maximum strain in trailing edge suction side
rotorse.rs.constr.constr_max_strainL_te | output |  | [1.38672749e-01 2.58437324e-01 7.57433177e-02 3.24505230e-02 1.70586357e-02 5.25098037e-02 7.96239832e-02 7.08185336e-02 7.01861592e-02 5.92435001e-02 5.46495155e-02 5.87327616e-02 6.12256731e-02 5.97970895e-02 7.22811495e-02 8.56849743e-02 1.05635313e-01 1.26704511e-01 1.53446355e-01 1.77255204e-01 1.85573929e-01 1.92211435e-01 2.45076682e-01 2.30220134e-01 2.32778168e-02 1.00559346e-02 9.66673836e-03 1.15747103e-03 6.57741931e-03 6.64298019e-05] | constraint for maximum strain in trailing edge pressure side
rotorse.rs.constr.constr_flap_f_margin | output |  | [-0.10592666 -0.93503852 -2.10233753 -3.57725448 -5.73922601] | constraint on flap blade frequency such that ratio of 3P/f is above or below gamma with constraint <= 0
rotorse.rs.constr.constr_edge_f_margin | output |  | [ -0.40263499 -1.59589058 -4.00972436 -6.69366999 -10.15298704] | constraint on edge blade frequency such that ratio of 3P/f is above or below gamma with constraint <= 0
rotorse.rs.curvature.s | output | m | [ 5. 9.1379309 13.27586218 17.41379339 21.55172397 25.68965483 29.8275866 33.96551734 38.10344794 42.24137925 46.37931072 50.51724133 54.65517201 58.79310371 62.93103471 67.06896529 71.20689629 75.34482799 79.48275867 83.62068928 87.75862075 91.89655206 96.03448266 100.1724134 104.31034517 108.44827603 112.58620661 116.72413775 120.86207007 125. ] | cumulative path length along blade
rotorse.rs.curvature.blades_cg_hubcc | output | m | [2.63680435] | cg of all blades relative to hub along shaft axis. Distance is should be interpreted as negative for upwind and positive for downwind turbines
rotorse.rs.frame.root_F | output | N | [-1150518.20817231 -180836.79221091 660963.42619114] | Blade root forces in blade c.s.
rotorse.rs.frame.root_M | output | N*m | [ 9204843.57380662 -73566217.2088218 -0. ] | Blade root moment in blade c.s.
rotorse.rs.frame.flap_mode_shapes | output |  | [[ 3.86071192e-01 1.13156467e+00 -1.38873750e+00 1.47376317e+00 -6.02661538e-01] [-4.06646726e-01 -9.16402732e-01 5.72167617e-01 2.31325339e+00 -5.62371554e-01] [-1.21553059e-01 4.38663793e+00 -6.20152904e+00 -7.90770602e+00 1.08441502e+01] [ 3.31703812e+00 -4.52957592e+01 1.61353109e+02 -2.15535971e+02 9.71615830e+01] [ 2.32452252e+01 -1.75738539e+02 4.62744852e+02 -5.10624297e+02 2.01372759e+02]] | 6-degree polynomial coefficients of mode shapes in the flap direction (x^2..x^6, no linear or constant term)
rotorse.rs.frame.edge_mode_shapes | output |  | [[ 0.68956211 1.61304143 -6.11623552 8.54176158 -3.7281296 ] [ -2.0355144 10.17084582 -28.58267105 35.83519541 -14.38785579] [ -1.95692746 24.65943001 -69.55649495 67.92661704 -20.07262463] [ -3.11216645 2.1697027 40.73553608 -88.02542742 49.23235509] [ 20.11367917 -153.48073272 406.90142657 -451.68328095 179.14890794]] | 6-degree polynomial coefficients of mode shapes in the edge direction (x^2..x^6, no linear or constant term)
rotorse.rs.frame.tors_mode_shapes | output |  | [[0. 0. 0. 0. 0.] [0. 0. 0. 0. 0.] [0. 0. 0. 0. 0.] [0. 0. 0. 0. 0.] [0. 0. 0. 0. 0.]] | 6-degree polynomial coefficients of mode shapes in the torsional direction (x^2..x^6, no linear or constant term)
rotorse.rs.frame.all_mode_shapes | output |  | [[ 3.86071192e-01 1.13156467e+00 -1.38873750e+00 1.47376317e+00 -6.02661538e-01] [ 6.89562105e-01 1.61304143e+00 -6.11623552e+00 8.54176158e+00 -3.72812960e+00] [-4.06646726e-01 -9.16402732e-01 5.72167617e-01 2.31325339e+00 -5.62371554e-01] [-2.03551440e+00 1.01708458e+01 -2.85826710e+01 3.58351954e+01 -1.43878558e+01] [-1.21553059e-01 4.38663793e+00 -6.20152904e+00 -7.90770602e+00 1.08441502e+01] [-1.95692746e+00 2.46594300e+01 -6.95564950e+01 6.79266170e+01 -2.00726246e+01] [ 3.31703812e+00 -4.52957592e+01 1.61353109e+02 -2.15535971e+02 9.71615830e+01] [-3.11216645e+00 2.16970270e+00 4.07355361e+01 -8.80254274e+01 4.92323551e+01] [ 2.32452252e+01 -1.75738539e+02 4.62744852e+02 -5.10624297e+02 2.01372759e+02] [ 2.01136792e+01 -1.53480733e+02 4.06901427e+02 -4.51683281e+02 1.79148908e+02]] | 6-degree polynomial coefficients of mode shapes in the edge direction (x^2..x^6, no linear or constant term)
rotorse.rs.frame.flap_mode_freqs | output | Hz | [0.52088882 1.44212421 2.73912312 4.37791972 6.78011031] | Frequencies associated with mode shapes in the flap direction
rotorse.rs.frame.edge_mode_freqs | output | Hz | [ 0.85056473 2.17640428 4.85844181 7.84060362 11.68428924] | Frequencies associated with mode shapes in the edge direction
rotorse.rs.frame.tors_mode_freqs | output | Hz | [0. 0. 0. 0. 0.] | Frequencies associated with mode shapes in the torsional direction
rotorse.rs.frame.freqs | output | Hz | [0.52088882 0.85056473 1.44212421 2.17640428 2.73912312 3.48185628 4.37791972 4.85844181 6.07028642 6.78011031] | ration of 2nd and 1st natural frequencies, should be ratio of edgewise to flapwise
rotorse.rs.frame.freq_distance | output |  | [1.63291033] | ration of 2nd and 1st natural frequencies, should be ratio of edgewise to flapwise
rotorse.rs.frame.dx | output | m | [-0.00000000e+00 4.74078947e-03 2.45487904e-02 6.91129427e-02 1.44445145e-01 2.53759957e-01 3.99309985e-01 5.81144530e-01 7.97377791e-01 1.04720260e+00 1.33349466e+00 1.66190317e+00 2.03625945e+00 2.45849023e+00 2.93077246e+00 3.45738039e+00 4.04896718e+00 4.71992964e+00 5.47757261e+00 6.32289864e+00 7.25519173e+00 8.27489809e+00 9.39331072e+00 1.06339358e+01 1.20148878e+01 1.35534505e+01 1.52836217e+01 1.72216947e+01 1.93408479e+01 2.15806398e+01] | deflection of blade section in airfoil x-direction
rotorse.rs.frame.dy | output | m | [ 0.00000000e+00 -1.52234945e-03 -9.80361589e-03 -2.94689414e-02 -6.06717628e-02 -1.01720474e-01 -1.51155289e-01 -2.07756985e-01 -2.70368310e-01 -3.38301409e-01 -4.11315285e-01 -4.89262528e-01 -5.71869585e-01 -6.58635721e-01 -7.48885626e-01 -8.42195084e-01 -9.38301648e-01 -1.03678809e+00 -1.13759163e+00 -1.24123094e+00 -1.34843939e+00 -1.45957275e+00 -1.57405337e+00 -1.69049114e+00 -1.80793013e+00 -1.92642686e+00 -2.04618043e+00 -2.16790493e+00 -2.29242550e+00 -2.41933782e+00] | deflection of blade section in airfoil y-direction
rotorse.rs.frame.dz | output | m | [-0.00000000e+00 -6.94030559e-05 -1.56701994e-04 -2.50077270e-04 -3.64689106e-04 -4.92047341e-04 -6.25395567e-04 -7.55964805e-04 -8.78742530e-04 -9.91447078e-04 -1.09447925e-03 -1.18982103e-03 -1.27906959e-03 -1.36345445e-03 -1.44355521e-03 -1.51923676e-03 -1.58998925e-03 -1.65539971e-03 -1.71517609e-03 -1.76928491e-03 -1.81742040e-03 -1.86001257e-03 -1.89862832e-03 -1.93488830e-03 -1.96928329e-03 -2.00145442e-03 -2.03057717e-03 -2.05737924e-03 -2.08010303e-03 -2.09494122e-03] | deflection of blade section in airfoil z-direction
rotorse.rs.frame.EI11 | output | N*m**2 | [1.35243237e+11 5.76207183e+10 2.91758577e+10 2.84030427e+10 2.70728838e+10 2.21152137e+10 2.15636974e+10 2.08862008e+10 2.03071219e+10 1.66139492e+10 1.21876273e+10 1.05578897e+10 8.99254243e+09 7.64667245e+09 6.31335411e+09 4.49944232e+09 2.87528366e+09 2.43939044e+09 1.96552788e+09 1.64844363e+09 1.36048643e+09 9.39263865e+08 5.14702328e+08 3.40652444e+08 2.10914879e+08 9.34519707e+07 4.59409347e+07 2.09599386e+07 5.53655695e+06 1.11998226e+05] | stiffness w.r.t principal axis 1
rotorse.rs.frame.EI22 | output | N*m**2 | [1.35360325e+11 1.51618407e+11 1.40507176e+11 1.22032114e+11 9.73694364e+10 7.68008936e+10 6.34476046e+10 5.87277134e+10 5.75893405e+10 5.55443834e+10 5.04175376e+10 4.39413311e+10 3.61955343e+10 2.82963514e+10 2.08249163e+10 1.50038806e+10 1.09276055e+10 7.67618182e+09 4.87261821e+09 3.16463232e+09 2.36416252e+09 1.88705915e+09 1.45712626e+09 1.08637476e+09 6.46877644e+08 4.22638080e+08 2.43686584e+08 1.34665665e+08 5.05561891e+07 1.83454956e+06] | stiffness w.r.t principal axis 2
rotorse.rs.frame.alpha | output | deg | [34.07646122 3.65448203 3.61797588 4.8146781 5.91074363 6.15890671 6.7430194 6.27150121 5.99478278 4.94199022 3.63683137 3.43222314 3.34347494 2.96055125 2.82133422 2.23674974 1.06393104 0.9992251 0.8837921 0.42765968 0.18043645 0.13223852 0.39079473 0.45189011 0.70517266 1.09708957 1.11555556 1.09540367 0.95836058 0.77531738] | Angle between blade c.s. and principal axes
rotorse.rs.frame.M1 | output | N*m | [-3.85579636e+07 -3.59350733e+07 -5.62229157e+07 -5.58837856e+07 -5.34980704e+07 -5.03158168e+07 -4.65805763e+07 -4.27425885e+07 -3.89885933e+07 -3.53615273e+07 -3.19008372e+07 -2.85761185e+07 -2.54189566e+07 -2.24301722e+07 -1.96142345e+07 -1.69939271e+07 -1.45527848e+07 -1.23064074e+07 -1.02619151e+07 -8.39772290e+06 -6.71923002e+06 -5.23141818e+06 -3.92987021e+06 -2.81086947e+06 -1.87618780e+06 -1.12978508e+06 -5.77968913e+05 -2.19530501e+05 -4.05876218e+04 7.20164622e+00] | distribution along blade span of bending moment w.r.t principal axis 1
rotorse.rs.frame.M2 | output | N*m | [ 6.33246031e+07 5.93076072e+07 3.18593929e+07 2.18686681e+07 1.48917026e+07 9.46880057e+06 6.35890469e+06 4.51155162e+06 3.10825503e+06 2.05242754e+06 7.32763510e+05 -1.71336076e+05 -5.40956805e+05 -1.02598208e+06 -1.41640313e+06 -1.51183831e+06 -1.60320915e+06 -1.57095570e+06 -1.40287914e+06 -1.25564961e+06 -1.08725781e+06 -8.77167073e+05 -6.66903747e+05 -4.85798833e+05 -3.26710297e+05 -1.86885106e+05 -8.75827990e+04 -3.02844494e+04 -5.22667020e+03 1.03010379e-01] | distribution along blade span of bending moment w.r.t principal axis 2
rotorse.rs.frame.F2 | output | N | [ 6.36683935e+05 6.29295600e+05 1.00372930e+06 1.04455420e+06 1.04935496e+06 1.03906037e+06 1.01636274e+06 9.86275093e+05 9.50900695e+05 9.12208895e+05 8.73239927e+05 8.32849932e+05 7.91093974e+05 7.47671467e+05 7.02402134e+05 6.56913127e+05 6.10905282e+05 5.64173798e+05 5.17209140e+05 4.69232788e+05 4.20009065e+05 3.70016920e+05 3.19789423e+05 2.69545970e+05 2.19559944e+05 1.68884714e+05 1.17368017e+05 6.80398045e+04 2.51328363e+04 -9.01039754e+02] | distribution along blade span of force w.r.t principal axis 2
rotorse.rs.frame.F3 | output | N | [ 6.60963426e+05 7.28450073e+05 7.61229216e+05 7.69424456e+05 7.61572480e+05 7.45321309e+05 7.25640594e+05 7.03016592e+05 6.76426073e+05 6.45066598e+05 6.08662994e+05 5.67618492e+05 5.22975939e+05 4.76299149e+05 4.29051223e+05 3.82239272e+05 3.36330604e+05 2.91561672e+05 2.48488727e+05 2.07443490e+05 1.68119420e+05 1.30901824e+05 9.73685727e+04 6.87940916e+04 4.61562154e+04 2.93396389e+04 1.71417988e+04 8.53836563e+03 2.82389153e+03 -1.45519152e-11] | axial resultant along blade span
rotorse.rs.strains.strainU_spar | output |  | [-1.19894891e-03 -1.20982925e-03 -2.46558678e-03 -2.62329486e-03 -2.64062135e-03 -2.76382632e-03 -2.56974019e-03 -2.36013714e-03 -2.14729935e-03 -2.11630094e-03 -2.21586289e-03 -2.14687887e-03 -2.09648623e-03 -2.04065220e-03 -2.01239463e-03 -2.11708114e-03 -2.33279789e-03 -2.19711186e-03 -2.10566410e-03 -1.94257948e-03 -1.78232602e-03 -1.79218409e-03 -2.04844700e-03 -2.07888020e-03 -2.06774775e-03 -2.22241473e-03 -2.02040698e-03 -1.52388150e-03 -8.51342447e-04 2.70133560e-06] | strain in spar cap on upper surface at location xu,yu_strain with loads P_strain
rotorse.rs.strains.strainL_spar | output |  | [ 1.16998378e-03 1.74107368e-03 2.84349817e-03 2.80832566e-03 2.68743784e-03 2.73270847e-03 2.44872533e-03 2.23347968e-03 2.01222877e-03 2.00027732e-03 2.11721194e-03 2.04482473e-03 1.99725360e-03 1.95305259e-03 1.92312701e-03 2.04148377e-03 2.26225583e-03 2.12924662e-03 2.04686387e-03 1.89664739e-03 1.74435404e-03 1.75245235e-03 1.98989589e-03 2.01816570e-03 2.01392991e-03 2.15889660e-03 1.96391273e-03 1.47213109e-03 8.14689570e-04 -2.65138790e-06] | strain in spar cap on lower surface at location xl,yl_strain with loads P_strain
rotorse.rs.strains.strainU_te | output |  | [ 5.54690996e-04 1.03374930e-03 3.02973271e-04 -3.03835008e-04 -9.87292875e-05 5.41034765e-05 1.72786277e-04 1.46403480e-04 1.53300027e-04 1.08583647e-04 8.01755049e-05 9.16617303e-05 9.51639390e-05 8.37198761e-05 1.24501921e-04 1.56050217e-04 1.89768395e-04 2.75425861e-04 3.73697285e-04 4.73680305e-04 5.13330309e-04 4.97112955e-04 5.50801322e-04 4.54832045e-04 -9.31112670e-05 -4.02237386e-05 -3.86669534e-05 4.62988412e-06 2.63096772e-05 -2.65719208e-07] | strain in trailing-edge panels on upper surface at location xu,yu_te with loads P_te
rotorse.rs.strains.strainL_te | output |  | [ 5.54690996e-04 1.03374930e-03 3.02973271e-04 -1.29802092e-04 6.82345429e-05 2.10039215e-04 3.18495933e-04 2.83274134e-04 2.80744637e-04 2.36974000e-04 2.18598062e-04 2.34931046e-04 2.44902692e-04 2.39188358e-04 2.89124598e-04 3.42739897e-04 4.22541253e-04 5.06818043e-04 6.13785420e-04 7.09020814e-04 7.42295714e-04 7.68845740e-04 9.80306726e-04 9.20880535e-04 -9.31112670e-05 -4.02237386e-05 -3.86669534e-05 4.62988412e-06 2.63096772e-05 -2.65719208e-07] | strain in trailing-edge panels on lower surface at location xl,yl_te with loads P_te
rotorse.rs.strains.axial_root_sparU_load2stress | output | m**2 | [ 0. 0. -0.63346887 -0.43057043 0.30506839 0. ] | Linear conversion factors between loads [Fx-z; Mx-z] and axial stress in the upper spar cap at blade root
rotorse.rs.strains.axial_root_sparL_load2stress | output | m**2 | [ 0. 0. -0.63346887 0.43047054 -0.30525553 0. ] | Linear conversion factors between loads [Fx-z; Mx-z] and axial stress in the lower spar cap at blade root
rotorse.rs.strains.axial_maxc_teU_load2stress | output | m**2 | [ 0. 0. -0.94514313 0.69904325 0.16679808 0. ] | Linear conversion factors between loads [Fx-z; Mx-z] and axial stress in the upper trailing edge at blade max chord
rotorse.rs.strains.axial_maxc_teL_load2stress | output | m**2 | [ 0. 0. -0.94514313 0.69904325 0.16679808 0. ] | Linear conversion factors between loads [Fx-z; Mx-z] and axial stress in the lower trailing edge at blade max chord
rotorse.rs.tip_pos.tip_deflection | output | m | [20.9952585] | deflection at tip in yaw x-direction
rotorse.rs.tot_loads_gust.Px_af | output | N/m | [ 964.3691826 3943.19655564 5615.73793828 6580.88775914 7213.04325481 6951.05815027 7555.7676389 8391.94639513 9419.76804148 9556.47866143 9448.62087649 9781.99241788 9980.66593665 10387.48913053 10673.58376011 10639.47044476 10747.15725404 11055.08149654 11158.79429335 11474.35647917 11813.32152876 12098.50689282 12132.89269942 12177.69475226 12157.19571677 12766.56478514 12516.634957 11640.04454222 9366.16542649 3534.03942414] | total distributed loads in airfoil x-direction
rotorse.rs.tot_loads_gust.Py_af | output | N/m | [ 1959.16152941 1023.08787753 300.71965921 9.09270162 -391.24892386 -571.68802764 -813.68066236 -1033.925714 -1298.0078755 -1299.02147479 -1256.25486543 -1256.67330723 -1239.15096077 -1327.30017309 -1394.55581121 -1427.36923813 -1583.96692943 -1640.40106235 -1671.29630956 -1742.96525293 -1815.89057655 -1941.09801056 -2072.74950308 -2093.4464408 -2079.94725969 -2110.17198347 -1994.07473045 -1708.60949543 -1207.90236767 -441.16990152] | total distributed loads in airfoil y-direction
rotorse.rs.tot_loads_gust.Pz_af | output | N/m | [-21149.44099081 -11469.11396612 -4374.14065888 413.10739384 3382.01554464 4472.71940247 5039.62602553 5895.31110997 6956.77780618 8200.30372907 9394.77412704 10443.40883203 11133.83279075 11426.61497703 11409.8878023 11215.8972395 10973.29825423 10665.02004335 10153.57675496 9684.96188847 9321.67488235 8666.8336524 7540.90990465 6270.0931771 4671.54806837 3456.46642583 2439.15891129 1719.16819723 1042.82756628 322.05405398] | total distributed loads in airfoil z-direction
rotorse.stall_check.no_stall_constraint | output |  | [0. 0. 0. 0. 0. 0. 0. 0.96760768 0.91310974 0.93032989 1.01108645 1.01581146 1.00969798 1.07098349 1.09332643 1.20412439 1.40942076 1.40982024 1.41963182 1.43060807 1.4156852 1.43136326 1.4439642 1.45811425 1.43676247 1.24236965 1.05016983 0.9568909 0.86930293 0.87326065] | Constraint, ratio between angle of attack plus a margin and stall angle
rotorse.stall_check.stall_angle_along_span | output | deg | [1.00000000e-06 2.97359203e+01 2.07370695e+01 2.12986751e+01 1.96273775e+01 1.43106343e+01 1.39258634e+01 1.36887732e+01 1.35180293e+01 1.25760519e+01 1.15337255e+01 1.14638523e+01 1.14095922e+01 1.13761384e+01 1.13761384e+01 1.04428678e+01 8.98553320e+00 8.98553320e+00 8.98553320e+00 8.98553320e+00 8.98553320e+00 8.81515149e+00 8.74608799e+00 8.74608799e+00 8.74608799e+00 9.61154447e+00 1.05201763e+01 1.05201763e+01 1.05201763e+01 1.05201763e+01] | Stall angle along blade span