## Sheet1
variables | type | units | values | description
financese.machine_rating | input | kW | [20000.]
financese.offset_tcc_per_kW | input | USD/kW | [0.]
financese.opex_per_kW | input | USD/kW/year | [137.]
financese.plant_aep_in | input | kW*h | [0.]
financese.wake_loss_factor | input |  | [0.15]
financese.fixed_charge_rate | input |  | [0.056]
financese.electricity_price | input | USD/kW/h | [0.04]
financese.reserve_margin_price | input | USD/kW/year | [120.]
financese.capacity_credit | input |  | [0.]
financese.benchmark_price | input | USD/kW/h | [0.071]
financese.turbine_number | input | Unavailable | 40
orbit.site_depth | input | m | [40.] | Site depth.
orbit.site_distance | input | km | [115.] | Distance from site to installation port.
orbit.site_distance_to_landfall | input | km | [50.] | Distance from site to landfall for export cable.
orbit.interconnection_distance | input | km | [8.5] | Distance from landfall to interconnection.
orbit.plant_turbine_spacing | input |  | [7.] | Turbine spacing in rotor diameters.
orbit.plant_row_spacing | input |  | [7.] | Row spacing in rotor diameters. Not used in ring layouts.
orbit.plant_substation_distance | input | km | [1.] | Distance from first turbine in string to substation.
orbit.turbine_rating | input | MW | [20.] | Rated capacity of a turbine.
orbit.tower_deck_space | input | m**2 | [25.] | Deck space required to transport the tower. Defaults to 0 in order to not be a constraint on installation.
orbit.nacelle_deck_space | input | m**2 | [25.] | Deck space required to transport the rotor nacelle assembly (RNA). Defaults to 0 in order to not be a constraint on installation.
orbit.blade_deck_space | input | m**2 | [100.] | Deck space required to transport a blade. Defaults to 0 in order to not be a constraint on installation.
orbit.mooring_line_mass | input | kg | [10000.] | Total mass of a mooring line
orbit.mooring_line_diameter | input | m | [0.1] | Cross-sectional diameter of a mooring line
orbit.mooring_line_length | input | m | [1000.] | Unstretched mooring line length
orbit.anchor_mass | input | kg | [10000.] | Total mass of an anchor
orbit.mooring_line_cost | input | USD | [500000.] | Mooring line unit cost.
orbit.mooring_anchor_cost | input | USD | [100000.] | Mooring line unit cost.
orbit.port_cost_per_month | input | USD/mo | [2000000.] | Monthly port costs.
orbit.takt_time | input | h | [170.] | Substructure assembly cycle time when doing assembly at the port.
orbit.floating_substructure_cost | input | USD | [10000000.] | Floating substructure unit cost.
orbit.monopile_diameter | input | m | [11.] | Diameter of monopile.
orbit.jacket_length | input | m | [65.] | Length/height of jacket (including pile/buckets).
orbit.jacket_mass | input | t | [900.] | mass of an individual jacket.
orbit.jacket_cost | input | USD | [4000000.] | Jacket unit cost.
orbit.jacket_r_foot | input | m | [10.] | Radius of jacket legs at base from centeroid.
orbit.transition_piece_mass | input | t | [100.] | mass of an individual transition piece.
orbit.transition_piece_deck_space | input | m**2 | [25.] | Deck space required to transport a transition piece. Defaults to 0 in order to not be a constraint on installation.
orbit.transition_piece_cost | input | USD | [500000.] | Transition piece unit cost.
orbit.site_auction_price | input | USD | [1.e+08] | Cost to secure site lease
orbit.site_assessment_plan_cost | input | USD | [1000000.] | Cost to do engineering plan for site assessment
orbit.site_assessment_cost | input | USD | [25000000.] | Cost to execute site assessment
orbit.construction_operations_plan_cost | input | USD | [2500000.] | Cost to do construction planning
orbit.boem_review_cost | input | USD | [0.] | Cost for additional review by U.S. Dept of Interior Bureau of Ocean Energy Management (BOEM)
orbit.design_install_plan_cost | input | USD | [2500000.] | Cost to do installation planning
orbit.commissioning_pct | input |  | [0.01] | Commissioning percent.
orbit.decommissioning_pct | input |  | [0.15] | Decommissioning percent.
orbit.wtiv | input | Unavailable | example_wtiv | Vessel configuration to use for installation of foundations and turbines.
orbit.feeder | input | Unavailable | future_feeder | Vessel configuration to use for (optional) feeder barges.
orbit.num_feeders | input | Unavailable | 1 | Number of feeder barges to use for installation of foundations and turbines.
orbit.num_towing | input | Unavailable | 1 | Number of towing vessels to use for floating platforms that are assembled at port (with or without the turbine).
orbit.num_station_keeping | input | Unavailable | 3 | Number of station keeping vessels that attach to floating platforms under tow-out.
orbit.oss_install_vessel | input | Unavailable | example_heavy_lift_vessel | Vessel configuration to use for installation of offshore substations.
orbit.number_of_turbines | input | Unavailable | 40 | Number of turbines.
orbit.number_of_blades | input | Unavailable | 3 | Number of blades per turbine.
orbit.num_mooring_lines | input | Unavailable | 3 | Number of mooring lines per platform.
orbit.anchor_type | input | Unavailable | drag_embedment | Number of mooring lines per platform.
orbit.num_assembly_lines | input | Unavailable | 1 | Number of assembly lines used when assembly occurs at the port.
orbit.num_port_cranes | input | Unavailable | 1 | Number of cranes used at the port to load feeders / WTIVS when assembly occurs on-site or assembly cranes when assembling at port.
outputs_2_screen.My_std | input | N*m | [0.]
outputs_2_screen.flp1_std | input | deg | [0.]
outputs_2_screen.PC_omega | input | rad/s | [0.]
outputs_2_screen.PC_zeta | input |  | [0.]
outputs_2_screen.VS_omega | input | rad/s | [0.]
outputs_2_screen.VS_zeta | input |  | [0.]
outputs_2_screen.Flp_omega | input | rad/s | [0.]
outputs_2_screen.Flp_zeta | input |  | [0.]
drivese.bear1.D_shaft | input | m | [2.2]
drivese.bear1.bearing_type | input | Unavailable | CARB
drivese.bear2.D_shaft | input | m | [2.2]
drivese.bear2.bearing_type | input | Unavailable | SRB
drivese.brake_mass_user | input | kg | [0.]
drivese.hss_spring_constant | input | N*m/rad | [0.]
drivese.gear_ratio | input |  | [1.]
drivese.damping_ratio | input |  | [0.005]
drivese.machine_rating | input | kW | [20000.]
drivese.D_top | input | m | [6.]
drivese.converter_mass_user | input | kg | [0.]
drivese.transformer_mass_user | input | kg | [0.]
drivese.gearbox_mass_user | input | kg | [0.]
drivese.gearbox_torque_density | input | N*m/kg | [0.]
drivese.gearbox_radius_user | input | m | [0.]
drivese.gearbox_length_user | input | m | [0.]
drivese.gear_configuration | input | Unavailable | eep
drivese.planet_numbers | input | Unavailable | [3, 3, 0]
drivese.generator.b_st | input | m | [0.]
drivese.generator.b_arm | input | m | [0.]
drivese.generator.K_rad_LL | input |  | [0.]
drivese.generator.K_rad_UL | input |  | [0.]
drivese.generator.D_ratio_LL | input |  | [0.]
drivese.generator.D_ratio_UL | input |  | [0.]
drivese.generator.C_Cu | input | USD/kg | [4.786]
drivese.generator.C_Fe | input | USD/kg | [0.556]
drivese.generator.C_Fes | input | USD/kg | [0.50139]
drivese.generator.C_PM | input | USD/kg | [50.]
drivese.generator.B_r | input | T | [1.279]
drivese.generator.P_Fe0e | input | W/kg | [1.]
drivese.generator.P_Fe0h | input | W/kg | [4.]
drivese.generator.S_N | input |  | [-0.002]
drivese.generator.alpha_p | input |  | [1.09955743]
drivese.generator.b_r_tau_r | input |  | [0.45]
drivese.generator.b_ro | input | m | [0.004]
drivese.generator.b_s_tau_s | input |  | [0.45]
drivese.generator.b_so | input | m | [0.004]
drivese.generator.cofi | input |  | [0.9]
drivese.generator.freq | input | Hz | [60.]
drivese.generator.h_i | input | m | [0.004]
drivese.generator.h_sy0 | input |  | [0.]
drivese.generator.h_w | input | m | [0.005]
drivese.generator.k_fes | input |  | [0.8]
drivese.generator.k_fillr | input |  | [0.55]
drivese.generator.k_fills | input |  | [0.65]
drivese.generator.k_s | input |  | [0.2]
drivese.generator.mu_0 | input | m*kg/s**2/A**2 | [1.25663706e-06]
drivese.generator.mu_r | input | m*kg/s**2/A**2 | [1.06]
drivese.generator.p | input |  | [100.]
drivese.generator.phi | input | rad | [1.57079633]
drivese.generator.ratio_mw2pp | input |  | [0.8]
drivese.generator.resist_Cu | input | ohm/m | [2.52e-08]
drivese.generator.sigma | input | Pa | [60000.]
drivese.generator.y_tau_p | input |  | [0.8]
drivese.generator.y_tau_pr | input |  | [0.8333333]
drivese.generator.I_0 | input | A | [0.]
drivese.generator.d_r | input | m | [0.]
drivese.generator.h_m | input | m | [0.09953851]
drivese.generator.h_0 | input | m | [0.05]
drivese.generator.h_s | input | m | [0.37694491]
drivese.generator.len_s | input | m | [2.23961662]
drivese.generator.n_r | input |  | [0.]
drivese.generator.rad_ag | input | m | [5.12623359]
drivese.generator.t_wr | input | m | [0.]
drivese.generator.n_s | input |  | [0.]
drivese.generator.d_s | input | m | [0.]
drivese.generator.t_ws | input | m | [0.]
drivese.generator.D_shaft | input | m | [3.]
drivese.generator.rho_Copper | input | kg/m**3 | [8900.]
drivese.generator.rho_Fe | input | kg/m**3 | [7700.]
drivese.generator.rho_Fes | input | kg/m**3 | [7850.]
drivese.generator.rho_PM | input | kg/m**3 | [7450.]
drivese.generator.N_c | input |  | [2.]
drivese.generator.b | input |  | [2.]
drivese.generator.c | input |  | [5.]
drivese.generator.E_p | input | V | [1905.25588833]
drivese.generator.h_yr | input | m | [0.03617595]
drivese.generator.h_ys | input | m | [0.03618115]
drivese.generator.h_sr | input | m | [0.04677116]
drivese.generator.h_ss | input | m | [0.04650826]
drivese.generator.t_r | input | m | [0.06076571]
drivese.generator.t_s | input | m | [0.06065214]
drivese.generator.D_nose | input | m | [2.2]
drivese.generator.u_allow_pcent | input |  | [8.5]
drivese.generator.y_allow_pcent | input |  | [1.]
drivese.generator.z_allow_deg | input | deg | [0.05]
drivese.generator.B_tmax | input | T | [1.9]
drivese.generator.m | input | Unavailable | 3
drivese.generator.q1 | input | Unavailable | 5
drivese.generator.q2 | input | Unavailable | 4
drivese.flange_t2shell_t | input |  | [6.]
drivese.flange_OD2hub_D | input |  | [0.6]
drivese.flange_ID2flange_OD | input |  | [0.8]
drivese.hub_stress_concentration | input |  | [3.]
drivese.hub_diameter | input | m | [10.]
drivese.hub_in2out_circ | input |  | [1.2]
drivese.hub_shell.n_blades | input | Unavailable | 3
drivese.stop_time | input | s | [5.]
drivese.pitch_system_scaling_factor | input |  | [0.75]
drivese.n_blades | input | Unavailable | 3
drivese.clearance_hub_spinner | input | m | [0.5]
drivese.spin_hole_incr | input |  | [1.2]
drivese.n_front_brackets | input | Unavailable | 5
drivese.n_rear_brackets | input | Unavailable | 5
drivese.L_12 | input | m | [1.]
drivese.L_h1 | input | m | [2.]
drivese.L_generator | input | m | [2.15]
drivese.overhang | input | m | [12.0313]
drivese.drive_height | input | m | [5.614]
drivese.tilt | input | deg | [6.]
drivese.lss_diameter | input | m | [3. 3.]
drivese.lss_wall_thickness | input | m | [0.1 0.1]
drivese.access_diameter | input | m | [2.]
drivese.nose_diameter | input | m | [2.2 2.2]
drivese.nose_wall_thickness | input | m | [0.1 0.1]
drivese.bedplate_wall_thickness | input | m | [0.05 0.05 0.05 0.05]
drivese.upwind | input | Unavailable | TRUE
drivese.shaft_deflection_allowable | input | m | [0.0001]
drivese.shaft_angle_allowable | input | rad | [0.001]
drivese.E_mat | input | Pa | [[3.440e+09 3.440e+09 3.440e+09] [2.000e+11 2.000e+11 2.000e+11] [2.050e+11 2.050e+11 2.050e+11] [1.180e+11 1.180e+11 1.180e+11] [4.460e+10 1.700e+10 1.670e+10] [1.145e+11 8.390e+09 8.390e+09] [1.110e+10 1.110e+10 1.670e+10] [2.870e+10 1.660e+10 1.670e+10] [1.292e+08 1.292e+08 1.292e+08] [1.000e+06 1.000e+06 1.000e+06] [4.560e+06 4.560e+06 4.560e+06]]
drivese.G_mat | input | Pa | [[1.32300000e+09 1.32300000e+09 1.32300000e+09] [7.93000000e+10 7.93000000e+10 7.93000000e+10] [8.00000000e+10 8.00000000e+10 8.00000000e+10] [4.76000000e+10 4.76000000e+10 4.76000000e+10] [3.27000000e+09 3.48000000e+09 3.50000000e+09] [5.99000000e+09 5.99000000e+09 5.99000000e+09] [1.35300000e+10 3.49000000e+09 3.49000000e+09] [8.40000000e+09 3.49000000e+09 3.49000000e+09] [4.89469697e+07 4.89469697e+07 4.89469697e+07] [3.12500000e+05 3.12500000e+05 3.12500000e+05] [1.52000000e+06 1.52000000e+06 1.52000000e+06]]
drivese.Xt_mat | input | Pa | [[7.400e+01 7.400e+01 7.400e+01] [4.500e+08 4.500e+08 4.500e+08] [8.140e+08 8.140e+08 8.140e+08] [3.100e+08 3.100e+08 3.100e+08] [6.092e+08 3.810e+07 1.529e+07] [1.546e+09 0.000e+00 0.000e+00] [4.290e+07 4.260e+07 1.530e+07] [3.960e+08 7.640e+07 1.530e+07] [2.083e+06 2.083e+06 2.083e+06] [0.000e+00 0.000e+00 0.000e+00] [6.900e+05 6.900e+05 6.900e+05]]
drivese.Xy_mat | input | Pa | [0.00e+00 3.45e+08 4.85e+08 2.65e+08 0.00e+00 0.00e+00 0.00e+00 0.00e+00 0.00e+00 0.00e+00 0.00e+00]
drivese.wohler_exp_mat | input |  | [ 1. 3. 3. 3. 10. 16.1 10. 10. 1. 1. 1. ]
drivese.wohler_A_mat | input |  | [8.70000000e+01 3.55346484e+10 3.55346484e+10 3.55346484e+10 6.09200000e+08 1.54600000e+09 1.13200000e+08 4.48900000e+08 2.08300000e+06 0.00000000e+00 6.90000000e+05]
drivese.rho_mat | input | kg/m**3 | [1235. 7800. 7850. 7200. 1940. 1220. 1940. 1940. 130. 1150. 1100.]
drivese.unit_cost_mat | input | USD/kg | [ 7.23 0.7 0.9 0.5 1.87 30. 3. 2.86 13. 3.63 9. ]
drivese.material_names | input | Unavailable | ['Gelcoat', 'steel', 'steel_drive', 'cast_iron', 'glass_uni', 'CarbonUD', 'glass_biax', 'glass_triax', 'medium_density_foam', 'resin', 'adhesive']
drivese.lss_material | input | Unavailable | steel_drive
drivese.hss_material | input | Unavailable | steel
drivese.hub_material | input | Unavailable | cast_iron
drivese.spinner_material | input | Unavailable | glass_uni
drivese.bedplate_material | input | Unavailable | steel_drive
drivese.hvac_mass_coeff | input | kg/kW/m | [0.025]
drivese.uptower | input | Unavailable | TRUE
drivese.stator_deflection_allowable | input | m | [0.0001]
drivese.stator_angle_allowable | input | rad | [0.001]
drivese.minimum_rpm | input | rpm | [5.]
fixedse.yaw | input | deg | [0.]
fixedse.rho_water | input | kg/m**3 | [1025.]
fixedse.z0 | input | m | [0.]
fixedse.water_depth | input | m | [-40.]
fixedse.Uc | input | m/s | [0.] | mean current speed
fixedse.Hsig_wave | input | m | [4.52]
fixedse.Tsig_wave | input | s | [9.45]
fixedse.beta_wave | input | deg | [0.]
fixedse.mu_water | input | kg/m/s | [0.0013351]
fixedse.ca_usr | input |  | [-1.]
fixedse.cd_usr | input |  | [-1.]
fixedse.shearExp | input |  | [0.12]
fixedse.beta_wind | input | deg | [0.]
fixedse.rho_air | input | kg/m**3 | [1.225]
fixedse.mu_air | input | kg/m/s | [1.81e-05]
fixedse.s_all | input |  | [0. 0. 0. 0. 0. 0. 0. 0. 0. 0. 0. 0. 0. 0. 0. 0. 0. 0. 0.]
fixedse.member.s_ghost1 | input |  | [0.]
fixedse.member.s_ghost2 | input |  | [1.]
fixedse.s_const2 | input |  | [0.]
fixedse.monopile_layer_thickness | input | m | [[0.02070037 0.08853859 0.13736565 0.06686616 0.11896096 0.05282392 0.1068033 ]]
fixedse.monopile_outer_diameter_in | input | m | [11. 11. 11. 11. 11. 11. 11.]
fixedse.E_mat | input | Pa | [[3.440e+09 3.440e+09 3.440e+09] [2.000e+11 2.000e+11 2.000e+11] [2.050e+11 2.050e+11 2.050e+11] [1.180e+11 1.180e+11 1.180e+11] [4.460e+10 1.700e+10 1.670e+10] [1.145e+11 8.390e+09 8.390e+09] [1.110e+10 1.110e+10 1.670e+10] [2.870e+10 1.660e+10 1.670e+10] [1.292e+08 1.292e+08 1.292e+08] [1.000e+06 1.000e+06 1.000e+06] [4.560e+06 4.560e+06 4.560e+06]]
fixedse.E_user | input | Pa | [0.]
fixedse.G_mat | input | Pa | [[1.32300000e+09 1.32300000e+09 1.32300000e+09] [7.93000000e+10 7.93000000e+10 7.93000000e+10] [8.00000000e+10 8.00000000e+10 8.00000000e+10] [4.76000000e+10 4.76000000e+10 4.76000000e+10] [3.27000000e+09 3.48000000e+09 3.50000000e+09] [5.99000000e+09 5.99000000e+09 5.99000000e+09] [1.35300000e+10 3.49000000e+09 3.49000000e+09] [8.40000000e+09 3.49000000e+09 3.49000000e+09] [4.89469697e+07 4.89469697e+07 4.89469697e+07] [3.12500000e+05 3.12500000e+05 3.12500000e+05] [1.52000000e+06 1.52000000e+06 1.52000000e+06]]
fixedse.sigma_y_mat | input | Pa | [0.00e+00 3.45e+08 4.85e+08 2.65e+08 0.00e+00 0.00e+00 0.00e+00 0.00e+00 0.00e+00 0.00e+00 0.00e+00]
fixedse.sigma_ult_mat | input | Pa | [[7.400e+01 7.400e+01 7.400e+01] [4.500e+08 4.500e+08 4.500e+08] [8.140e+08 8.140e+08 8.140e+08] [3.100e+08 3.100e+08 3.100e+08] [6.092e+08 3.810e+07 1.529e+07] [1.546e+09 0.000e+00 0.000e+00] [4.290e+07 4.260e+07 1.530e+07] [3.960e+08 7.640e+07 1.530e+07] [2.083e+06 2.083e+06 2.083e+06] [0.000e+00 0.000e+00 0.000e+00] [6.900e+05 6.900e+05 6.900e+05]]
fixedse.wohler_exp_mat | input |  | [ 1. 3. 3. 3. 10. 16.1 10. 10. 1. 1. 1. ]
fixedse.wohler_A_mat | input |  | [8.70000000e+01 3.55346484e+10 3.55346484e+10 3.55346484e+10 6.09200000e+08 1.54600000e+09 1.13200000e+08 4.48900000e+08 2.08300000e+06 0.00000000e+00 6.90000000e+05]
fixedse.rho_mat | input | kg/m**3 | [1235. 7800. 7850. 7200. 1940. 1220. 1940. 1940. 130. 1150. 1100.]
fixedse.unit_cost_mat | input | USD/kg | [ 7.23 0.7 0.9 0.5 1.87 30. 3. 2.86 13. 3.63 9. ]
fixedse.outfitting_factor_in | input |  | [1.07]
fixedse.monopile_layer_materials | input | Unavailable | ['steel']
fixedse.member.ballast_materials | input | Unavailable | []
fixedse.material_names | input | Unavailable | ['Gelcoat', 'steel', 'steel_drive', 'cast_iron', 'glass_uni', 'CarbonUD', 'glass_biax', 'glass_triax', 'medium_density_foam', 'resin', 'adhesive']
fixedse.labor_cost_rate | input | USD/min | [0.98]
fixedse.painting_cost_rate | input | USD/m**2 | [30.]
fixedse.transition_piece_mass | input | kg | [100000.]
fixedse.transition_piece_cost | input | USD | [500000.]
fixedse.gravity_foundation_mass | input | kg | [0.]
fixedse.post.section_L | input | m | [0. 0. 0. 0. 0. 0. 0. 0. 0. 0. 0. 0. 0. 0. 0. 0. 0. 0.]
fixedse.post_monopile_tower.section_rho | input | kg/m**3 | [0. 0. 0. 0. 0. 0. 0. 0. 0. 0. 0. 0. 0. 0. 0. 0. 0. 0. 0. 0. 0. 0. 0. 0. 0. 0. 0. 0. 0. 0.]
fixedse.post_monopile_tower.section_E | input | Pa | [0. 0. 0. 0. 0. 0. 0. 0. 0. 0. 0. 0. 0. 0. 0. 0. 0. 0. 0. 0. 0. 0. 0. 0. 0. 0. 0. 0. 0. 0.]
fixedse.post_monopile_tower.section_G | input | Pa | [0. 0. 0. 0. 0. 0. 0. 0. 0. 0. 0. 0. 0. 0. 0. 0. 0. 0. 0. 0. 0. 0. 0. 0. 0. 0. 0. 0. 0. 0.]
fixedse.post_monopile_tower.section_L | input | m | [0. 0. 0. 0. 0. 0. 0. 0. 0. 0. 0. 0. 0. 0. 0. 0. 0. 0. 0. 0. 0. 0. 0. 0. 0. 0. 0. 0. 0. 0.]
fixedse.tower_base_diameter | input | m | [11.]
fixedse.monopile_top_diameter | input | m | [11.]
fixedse.G_soil | input | Pa | [1.4e+08]
fixedse.nu_soil | input |  | [0.4]
fixedse.soil.k_usr | input | N/m | [-1. -1. -1. -1. -1. -1.]
rotorse.ccblade.Uhub | input | m/s | [9.] | Undisturbed wind speed
rotorse.tsr | input |  | [9.] | Tip speed ratio
rotorse.pitch | input | deg | [0.] | Pitch angle
rotorse.ccblade.s_opt_chord | input |  | [0. 0.03448276 0.06896552 0.10344828 0.13793103 0.17241379 0.20689655 0.24137931 0.27586207 0.31034483 0.34482759 0.37931034 0.4137931 0.44827586 0.48275862 0.51724138 0.55172414 0.5862069 0.62068966 0.65517241 0.68965517 0.72413793 0.75862069 0.79310345 0.82758621 0.86206897 0.89655172 0.93103448 0.96551724 1. ] | 1D array of the non-dimensional spanwise grid defined along blade axis to optimize the blade chord
rotorse.ccblade.s_opt_theta | input |  | [0. 0.03448276 0.06896552 0.10344828 0.13793103 0.17241379 0.20689655 0.24137931 0.27586207 0.31034483 0.34482759 0.37931034 0.4137931 0.44827586 0.48275862 0.51724138 0.55172414 0.5862069 0.62068966 0.65517241 0.68965517 0.72413793 0.75862069 0.79310345 0.82758621 0.86206897 0.89655172 0.93103448 0.96551724 1. ] | 1D array of the non-dimensional spanwise grid defined along blade axis to optimize the blade twist
rotorse.ccblade.aoa_op | input | rad | [3.14159265 3.14159265 3.14159265 3.14159265 3.14159265 3.14159265 3.14159265 3.14159265 3.14159265 3.14159265 3.14159265 3.14159265 3.14159265 3.14159265 3.14159265 3.14159265 3.14159265 3.14159265 3.14159265 3.14159265 3.14159265 3.14159265 3.14159265 3.14159265 3.14159265 3.14159265 3.14159265 3.14159265 3.14159265 3.14159265] | 1D array with the operational angles of attack for the airfoils along blade span.
rotorse.airfoils_aoa | input | deg | [-180. -177. -174. -171. -168. -165. -162. -159. -156. -153. -150. -147. -144. -141. -138. -135. -132. -129. -126. -123. -120. -117. -114. -111. -108. -105. -102. -99. -96. -93. -90. -87. -84. -81. -78. -75. -72. -69. -66. -63. -60. -57. -54. -51. -48. -45. -42. -39. -36. -33. -30. -29.39393939 -28.78787879 -28.18181818 -27.57575758 -26.96969697 -26.36363636 -25.75757576 -25.15151515 -24.54545455 -23.93939394 -23.33333333 -22.72727273 -22.12121212 -21.51515152 -20.90909091 -20.3030303 -19.6969697 -19.09090909 -18.48484848 -17.87878788 -17.27272727 -16.66666667 -16.06060606 -15.45454545 -14.84848485 -14.24242424 -13.63636364 -13.03030303 -12.42424242 -11.81818182 -11.21212121 -10.60606061 -10. -9.39393939 -8.78787879 -8.18181818 -7.57575758 -6.96969697 -6.36363636 -5.75757576 -5.15151515 -4.54545455 -3.93939394 -3.33333333 -2.72727273 -2.12121212 -1.51515152 -0.90909091 -0.3030303 0.3030303 0.90909091 1.51515152 2.12121212 2.72727273 3.33333333 3.93939394 4.54545455 5.15151515 5.75757576 6.36363636 6.96969697 7.57575758 8.18181818 8.78787879 9.39393939 10. 10.60606061 11.21212121 11.81818182 12.42424242 13.03030303 13.63636364 14.24242424 14.84848485 15.45454545 16.06060606 16.66666667 17.27272727 17.87878788 18.48484848 19.09090909 19.6969697 20.3030303 20.90909091 21.51515152 22.12121212 22.72727273 23.33333333 23.93939394 24.54545455 25.15151515 25.75757576 26.36363636 26.96969697 27.57575758 28.18181818 28.78787879 29.39393939 30. 33. 36. 39. 42. 45. 48. 51. 54. 57. 60. 63. 66. 69. 72. 75. 78. 81. 84. 87. 90. 93. 96. 99. 102. 105. 108. 111. 114. 117. 120. 123. 126. 129. 132. 135. 138. 141. 144. 147. 150. 153. 156. 159. 162. 165. 168. 171. 174. 177. 180. ] | angle of attack grid for polars
rotorse.airfoils_Re | input |  | [1000000.] | Reynolds numbers of polars
rotorse.precone | input | deg | [4.] | precone angle
rotorse.tilt | input | deg | [6.] | shaft tilt
rotorse.yaw | input | deg | [0.] | yaw error
rotorse.rho_air | input | kg/m**3 | [1.225] | density of air
rotorse.mu_air | input | kg/m/s | [1.81e-05] | dynamic viscosity of air
rotorse.shearExp | input |  | [0.12] | shear exponent
rotorse.nBlades | input | Unavailable | 3 | number of blades
rotorse.nSector | output | Unavailable | 4 | number of sectors to divide rotor face into in computing thrust and power
rotorse.tiploss | output | Unavailable | TRUE | include Prandtl tip loss model
rotorse.hubloss | output | Unavailable | TRUE | include Prandtl hub loss model
rotorse.wakerotation | output | Unavailable | TRUE | include effect of wake rotation (i.e., tangential induction factor is nonzero)
rotorse.usecd | output | Unavailable | TRUE | use drag coefficient in computing induction factors
rotorse.rc.layer_web | input |  | [0. 0. 0. 0. 0. 0. 0. 0. 0. 0. 0. 0. 1. 1. 1. 2. 2. 2.] | 1D array of the web id the layer is associated to. If the layer is on the outer profile, this entry can simply stay equal to 0.
rotorse.rc.rho | input | kg/m**3 | [1235. 7800. 7850. 7200. 1940. 1220. 1940. 1940. 130. 1150. 1100.] | 1D array of the density of the materials. For composites, this is the density of the laminate.
rotorse.rc.unit_cost | input | USD/kg | [ 7.23 0.7 0.9 0.5 1.87 30. 3. 2.86 13. 3.63 9. ] | 1D array of the unit costs of the materials.
rotorse.rc.waste | input |  | [0.25 0. 0. 0. 0.05 0.05 0.15 0.15 0.2 0. 0. ] | 1D array of the non-dimensional waste fraction of the materials.
rotorse.rc.rho_fiber | input | kg/m**3 | [ 0. 0. 0. 0. 2535.5 1800. 2535.5 2535.5 0. 0. 0. ] | 1D array of the density of the fibers of the materials.
rotorse.rc.roll_mass | input | kg | [ 0. 0. 0. 0. 0. 0. 181.4368 181.4368 0. 0. 0. ] | 1D array of the roll mass of the composite fabrics. Non-composite materials are kept at 0.
rotorse.rc.flange_adhesive_squeezed | input |  | [0.2] | Extra width of the adhesive once squeezed
rotorse.rc.flange_thick | input | m | [0.008] | Average thickness of adhesive
rotorse.rc.flange_width | input | m | [0.05] | Average width of adhesive lines
rotorse.rc.t_bolt_unit_cost | input | USD | [25.] | Cost of one t-bolt
rotorse.rc.t_bolt_unit_mass | input | kg | [2.5] | Mass of one t-bolt
rotorse.rc.t_bolt_spacing | input | m | [0.15] | Spacing of t-bolts along blade root circumference
rotorse.rc.barrel_nut_unit_cost | input | USD | [12.] | Cost of one barrel nut
rotorse.rc.barrel_nut_unit_mass | input | kg | [1.9] | Mass of one barrel nut
rotorse.rc.LPS_unit_mass | input | kg/m | [1.] | Unit mass of the lightining protection system. Linear scaling based on the weight of 150 lbs for the 61.5 m NREL 5MW blade
rotorse.rc.LPS_unit_cost | input | USD/m | [40.] | Unit cost of the lightining protection system. Linear scaling based on the cost of 2500$ for the 61.5 m NREL 5MW blade
rotorse.rc.root_preform_length | input |  | [0.01] | Percentage of blade length starting from blade root that is preformed and later inserted into the mold
rotorse.rc.definition_layer | input | Unavailable | [ 9. 9. 2. 2. 5. 7. 8. 6. 6. 6. 6. 9. 10. 10. 10. 10. 10. 10.] | 1D array of flags identifying how layers are specified in the yaml. 1) all around (skin, paint, ) 2) offset+rotation twist+width (spar caps) 3) offset+user defined rotation+width 4) midpoint TE+width (TE reinf) 5) midpoint LE+width (LE reinf) 6) layer position fixed to other layer (core fillers) 7) start and width 8) end and width 9) start and end nd 10) web layer
rotorse.rc.mat_name | input | Unavailable | ['Gelcoat', 'steel', 'steel_drive', 'cast_iron', 'glass_uni', 'CarbonUD', 'glass_biax', 'glass_triax', 'medium_density_foam', 'resin', 'adhesive'] | 1D array of names of materials.
rotorse.rc.orth | input | Unavailable | [0. 0. 0. 0. 1. 1. 1. 1. 0. 0. 0.] | 1D array of flags to set whether a material is isotropic (0) or orthtropic (1). Each entry represents a material.
rotorse.rc.component_id | input | Unavailable | [ 0. -1. -1. -1. 5. 4. 3. 2. 1. -1. -1.] | 1D array of flags to set whether a material is used in a blade: 0 - coating, 1 - sandwich filler , 2 - shell skin, 3 - shear webs, 4 - spar caps, 5 - TE/LE reinf.
rotorse.re.precomp.uptilt | input | deg | [6.] | Nacelle uptilt angle. A standard machine has positive values.
rotorse.re.precomp.layer_web | input |  | [0. 0. 0. 0. 0. 0. 0. 0. 0. 0. 0. 0. 1. 1. 1. 2. 2. 2.] | 1D array of the web id the layer is associated to. If the layer is on the outer profile, this entry can simply stay equal to 0.
rotorse.re.precomp.fiber_orientation | input | deg | [[0. 0. 0. 0. 0. 0. 0. 0. 0. 0. 0. 0. 0. 0. 0. 0. 0. 0. 0. 0. 0. 0. 0. 0. 0. 0. 0. 0. 0. 0.] [0. 0. 0. 0. 0. 0. 0. 0. 0. 0. 0. 0. 0. 0. 0. 0. 0. 0. 0. 0. 0. 0. 0. 0. 0. 0. 0. 0. 0. 0.] [0. 0. 0. 0. 0. 0. 0. 0. 0. 0. 0. 0. 0. 0. 0. 0. 0. 0. 0. 0. 0. 0. 0. 0. 0. 0. 0. 0. 0. 0.] [0. 0. 0. 0. 0. 0. 0. 0. 0. 0. 0. 0. 0. 0. 0. 0. 0. 0. 0. 0. 0. 0. 0. 0. 0. 0. 0. 0. 0. 0.] [0. 0. 0. 0. 0. 0. 0. 0. 0. 0. 0. 0. 0. 0. 0. 0. 0. 0. 0. 0. 0. 0. 0. 0. 0. 0. 0. 0. 0. 0.] [0. 0. 0. 0. 0. 0. 0. 0. 0. 0. 0. 0. 0. 0. 0. 0. 0. 0. 0. 0. 0. 0. 0. 0. 0. 0. 0. 0. 0. 0.] [0. 0. 0. 0. 0. 0. 0. 0. 0. 0. 0. 0. 0. 0. 0. 0. 0. 0. 0. 0. 0. 0. 0. 0. 0. 0. 0. 0. 0. 0.] [0. 0. 0. 0. 0. 0. 0. 0. 0. 0. 0. 0. 0. 0. 0. 0. 0. 0. 0. 0. 0. 0. 0. 0. 0. 0. 0. 0. 0. 0.] [0. 0. 0. 0. 0. 0. 0. 0. 0. 0. 0. 0. 0. 0. 0. 0. 0. 0. 0. 0. 0. 0. 0. 0. 0. 0. 0. 0. 0. 0.] [0. 0. 0. 0. 0. 0. 0. 0. 0. 0. 0. 0. 0. 0. 0. 0. 0. 0. 0. 0. 0. 0. 0. 0. 0. 0. 0. 0. 0. 0.] [0. 0. 0. 0. 0. 0. 0. 0. 0. 0. 0. 0. 0. 0. 0. 0. 0. 0. 0. 0. 0. 0. 0. 0. 0. 0. 0. 0. 0. 0.] [0. 0. 0. 0. 0. 0. 0. 0. 0. 0. 0. 0. 0. 0. 0. 0. 0. 0. 0. 0. 0. 0. 0. 0. 0. 0. 0. 0. 0. 0.] [0. 0. 0. 0. 0. 0. 0. 0. 0. 0. 0. 0. 0. 0. 0. 0. 0. 0. 0. 0. 0. 0. 0. 0. 0. 0. 0. 0. 0. 0.] [0. 0. 0. 0. 0. 0. 0. 0. 0. 0. 0. 0. 0. 0. 0. 0. 0. 0. 0. 0. 0. 0. 0. 0. 0. 0. 0. 0. 0. 0.] [0. 0. 0. 0. 0. 0. 0. 0. 0. 0. 0. 0. 0. 0. 0. 0. 0. 0. 0. 0. 0. 0. 0. 0. 0. 0. 0. 0. 0. 0.] [0. 0. 0. 0. 0. 0. 0. 0. 0. 0. 0. 0. 0. 0. 0. 0. 0. 0. 0. 0. 0. 0. 0. 0. 0. 0. 0. 0. 0. 0.] [0. 0. 0. 0. 0. 0. 0. 0. 0. 0. 0. 0. 0. 0. 0. 0. 0. 0. 0. 0. 0. 0. 0. 0. 0. 0. 0. 0. 0. 0.] [0. 0. 0. 0. 0. 0. 0. 0. 0. 0. 0. 0. 0. 0. 0. 0. 0. 0. 0. 0. 0. 0. 0. 0. 0. 0. 0. 0. 0. 0.]] | 2D array of the orientation of the layers of the blade structure. The first dimension represents each layer, the second dimension represents each entry along blade span.
rotorse.re.precomp.E | input | Pa | [[3.440e+09 3.440e+09 3.440e+09] [2.000e+11 2.000e+11 2.000e+11] [2.050e+11 2.050e+11 2.050e+11] [1.180e+11 1.180e+11 1.180e+11] [4.460e+10 1.700e+10 1.670e+10] [1.145e+11 8.390e+09 8.390e+09] [1.110e+10 1.110e+10 1.670e+10] [2.870e+10 1.660e+10 1.670e+10] [1.292e+08 1.292e+08 1.292e+08] [1.000e+06 1.000e+06 1.000e+06] [4.560e+06 4.560e+06 4.560e+06]] | 2D array of the Youngs moduli of the materials. Each row represents a material, the three columns represent E11, E22 and E33.
rotorse.re.precomp.G | input | Pa | [[1.32300000e+09 1.32300000e+09 1.32300000e+09] [7.93000000e+10 7.93000000e+10 7.93000000e+10] [8.00000000e+10 8.00000000e+10 8.00000000e+10] [4.76000000e+10 4.76000000e+10 4.76000000e+10] [3.27000000e+09 3.48000000e+09 3.50000000e+09] [5.99000000e+09 5.99000000e+09 5.99000000e+09] [1.35300000e+10 3.49000000e+09 3.49000000e+09] [8.40000000e+09 3.49000000e+09 3.49000000e+09] [4.89469697e+07 4.89469697e+07 4.89469697e+07] [3.12500000e+05 3.12500000e+05 3.12500000e+05] [1.52000000e+06 1.52000000e+06 1.52000000e+06]] | 2D array of the shear moduli of the materials. Each row represents a material, the three columns represent G12, G13 and G23.
rotorse.re.precomp.nu | input |  | [[0.3 0.3 0.3 ] [0.3 0.3 0.3 ] [0.3 0.3 0.3 ] [0.3 0.3 0.3 ] [0.262 0.35 0.264] [0.27 0.27 0.27 ] [0.5 0. 0.066] [0.5 0. 0.17 ] [0.32 0.32 0.32 ] [0.3 0.3 0.3 ] [0.49 0.49 0.49 ]] | 2D array of the Poisson ratio of the materials. Each row represents a material, the three columns represent nu12, nu13 and nu23.
rotorse.re.precomp.rho | input | kg/m**3 | [1235. 7800. 7850. 7200. 1940. 1220. 1940. 1940. 130. 1150. 1100.] | 1D array of the density of the materials. For composites, this is the density of the laminate.
rotorse.re.precomp.joint_position | input |  | [0.] | Spanwise position of the segmentation joint.
rotorse.re.precomp.joint_mass | input | kg | [0.] | Mass of the joint.
rotorse.re.precomp.n_blades | input | Unavailable | 3 | Number of blades of the rotor.
rotorse.re.precomp.definition_layer | input | Unavailable | [ 9. 9. 2. 2. 5. 7. 8. 6. 6. 6. 6. 9. 10. 10. 10. 10. 10. 10.] | 1D array of flags identifying how layers are specified in the yaml. 1) all around (skin, paint, ) 2) offset+rotation twist+width (spar caps) 3) offset+user defined rotation+width 4) midpoint TE+width (TE reinf) 5) midpoint LE+width (LE reinf) 6) layer position fixed to other layer (core fillers) 7) start and width 8) end and width 9) start and end nd 10) web layer
rotorse.re.precomp.mat_name | input | Unavailable | ['Gelcoat', 'steel', 'steel_drive', 'cast_iron', 'glass_uni', 'CarbonUD', 'glass_biax', 'glass_triax', 'medium_density_foam', 'resin', 'adhesive'] | 1D array of names of materials.
rotorse.re.precomp.orth | input | Unavailable | [0. 0. 0. 0. 1. 1. 1. 1. 0. 0. 0.] | 1D array of flags to set whether a material is isotropic (0) or orthtropic (1). Each entry represents a material.
rotorse.rp.aep.lossFactor | input |  | [1.] | multiplicative factor for availability and other losses (soiling, array, etc.)
rotorse.rp.cdf.k | input |  | [2.] | shape or form factor
rotorse.rp.gust.turbulence_class | input | Unavailable | B | IEC turbulence class
rotorse.rp.v_min | input | m/s | [3.] | cut-in wind speed
rotorse.rp.v_max | input | m/s | [25.] | cut-out wind speed
rotorse.rp.rated_power | input | W | [20000000.] | electrical rated power
rotorse.rp.omega_min | input | rpm | [5.] | minimum allowed rotor rotation speed
rotorse.rp.omega_max | input | rpm | [7.56] | maximum allowed rotor rotation speed
rotorse.rp.control_maxTS | input | m/s | [95.] | maximum allowed blade tip speed
rotorse.rp.powercurve.gearbox_efficiency | input |  | [1.]
rotorse.rp.drivetrainType | input | Unavailable | direct_drive
rotorse.rs.aero_gust.azimuth_load | input | deg | [0.]
rotorse.rs.aero_hub_loads.nSector | input | Unavailable | 4
rotorse.rs.brs.s_f | input |  | [2.5] | Safety factor
rotorse.rs.brs.d_f | input | m | [0.03] | Diameter of the fastener
rotorse.rs.brs.sigma_max | input | Pa | [6.75e+08] | Max stress on bolt
rotorse.rs.constr.max_strainU_spar | input |  | [0.004] | maximum strain in spar cap suction side
rotorse.rs.constr.max_strainL_spar | input |  | [0.004] | maximum strain in spar cap pressure side
rotorse.rs.constr.max_strainU_te | input |  | [0.004] | maximum strain in spar cap suction side
rotorse.rs.constr.max_strainL_te | input |  | [0.004] | maximum strain in spar cap pressure side
rotorse.rs.constr.s_opt_spar_cap_ss | input |  | [0. 0.03448276 0.06896552 0.10344828 0.13793103 0.17241379 0.20689655 0.24137931 0.27586207 0.31034483 0.34482759 0.37931034 0.4137931 0.44827586 0.48275862 0.51724138 0.55172414 0.5862069 0.62068966 0.65517241 0.68965517 0.72413793 0.75862069 0.79310345 0.82758621 0.86206897 0.89655172 0.93103448 0.96551724 1. ] | 1D array of the non-dimensional spanwise grid defined along blade axis to optimize the blade spar cap suction side
rotorse.rs.constr.s_opt_spar_cap_ps | input |  | [0. 0.03448276 0.06896552 0.10344828 0.13793103 0.17241379 0.20689655 0.24137931 0.27586207 0.31034483 0.34482759 0.37931034 0.4137931 0.44827586 0.48275862 0.51724138 0.55172414 0.5862069 0.62068966 0.65517241 0.68965517 0.72413793 0.75862069 0.79310345 0.82758621 0.86206897 0.89655172 0.93103448 0.96551724 1. ] | 1D array of the non-dimensional spanwise grid defined along blade axis to optimize the blade spar cap pressure side
rotorse.rs.constr.s_opt_te_ss | input |  | [0. 0.03448276 0.06896552 0.10344828 0.13793103 0.17241379 0.20689655 0.24137931 0.27586207 0.31034483 0.34482759 0.37931034 0.4137931 0.44827586 0.48275862 0.51724138 0.55172414 0.5862069 0.62068966 0.65517241 0.68965517 0.72413793 0.75862069 0.79310345 0.82758621 0.86206897 0.89655172 0.93103448 0.96551724 1. ] | 1D array of the non-dimensional spanwise grid defined along blade axis to optimize the blade trailing edge suction side
rotorse.rs.constr.s_opt_te_ps | input |  | [0. 0.03448276 0.06896552 0.10344828 0.13793103 0.17241379 0.20689655 0.24137931 0.27586207 0.31034483 0.34482759 0.37931034 0.4137931 0.44827586 0.48275862 0.51724138 0.55172414 0.5862069 0.62068966 0.65517241 0.68965517 0.72413793 0.75862069 0.79310345 0.82758621 0.86206897 0.89655172 0.93103448 0.96551724 1. ] | 1D array of the non-dimensional spanwise grid defined along blade axis to optimize the blade trailing edge pressure side
rotorse.rs.constr.blade_number | input | Unavailable | 3
rotorse.rs.tip_pos.dynamicFactor | input |  | [1.] | a dynamic amplification factor to adjust the static deflection calculation
rotorse.rs.tot_loads_gust.aeroloads_azimuth | input | deg | [0.] | azimuthal angle
rotorse.rs.tot_loads_gust.dynamicFactor | input |  | [1.] | a dynamic amplification factor to adjust the static deflection calculation
rotorse.stall_check.stall_margin | input | deg | [2.99828814] | Minimum margin from the stall angle
rotorse.stall_check.min_s | input |  | [0.25] | Minimum nondimensional coordinate along blade span where to define the constraint (blade root typically stalls)
rotorse.total_bc.joint_cost | input | USD | [0.] | Total blade joint cost
rotorse.total_bc.outer_blade_cost | input | USD | [0.] | Total cost (variable and fixed) for the blade outer portion.
rotorse.wt_class.V_mean_overwrite | input |  | [0.]
rotorse.wt_class.V_extreme50_overwrite | input |  | [0.]
rotorse.wt_class.turbine_class | input | Unavailable | I
tcc.bearing_mass_cost_coeff | input | USD/kg | [4.5]
tcc.bedplate_mass_cost_coeff | input | USD/kg | [2.9]
tcc.blade_mass_cost_coeff | input | USD/kg | [14.6]
tcc.brake_mass_cost_coeff | input | USD/kg | [3.6254]
tcc.machine_rating | input | kW | [20000.]
tcc.controls_machine_rating_cost_coeff | input | USD/kW | [21.15]
tcc.converter_mass_cost_coeff | input | USD/kg | [18.8]
tcc.cover_mass_cost_coeff | input | USD/kg | [5.7]
tcc.elec_connec_machine_rating_cost_coeff | input | USD/kW | [41.85]
tcc.gearbox_torque_density | input | N*m/kg | [200.] | In 2024, modern 5-7MW gearboxes are able to reach 200 Nm/kg
tcc.gearbox_torque_cost | input | USD/kN/m | [50.] | In 2024, modern 5-7MW gearboxes cost approx $50/kNm
tcc.generator_mass_cost_coeff | input | USD/kg | [12.4]
tcc.hss_mass_cost_coeff | input | USD/kg | [6.8]
tcc.hub_assemblyCostMultiplier | input |  | [0.]
tcc.hub_overheadCostMultiplier | input |  | [0.]
tcc.hub_profitMultiplier | input |  | [0.]
tcc.hub_transportMultiplier | input |  | [0.]
tcc.hub_mass_cost_coeff | input | USD/kg | [3.9]
tcc.hvac_mass_cost_coeff | input | USD/kg | [124.]
tcc.lss_mass_cost_coeff | input | USD/kg | [11.9]
tcc.nacelle_assemblyCostMultiplier | input |  | [0.]
tcc.nacelle_overheadCostMultiplier | input |  | [0.]
tcc.nacelle_profitMultiplier | input |  | [0.]
tcc.nacelle_transportMultiplier | input |  | [0.]
tcc.main_bearing_number | input | Unavailable | 2
tcc.pitch_system_mass_cost_coeff | input | USD/kg | [22.1]
tcc.platforms_mass_cost_coeff | input | USD/kg | [17.1]
tcc.crane_cost | input | USD | [12000.]
tcc.crane | input | Unavailable | FALSE
tcc.blade_number | input | Unavailable | 3
tcc.spinner_mass_cost_coeff | input | USD/kg | [11.1]
tcc.tower_assemblyCostMultiplier | input |  | [0.]
tcc.tower_overheadCostMultiplier | input |  | [0.]
tcc.tower_profitMultiplier | input |  | [0.]
tcc.tower_transportMultiplier | input |  | [0.]
tcc.tower_mass_cost_coeff | input | USD/kg | [2.68326152]
tcc.transformer_mass_cost_coeff | input | USD/kg | [18.8]
tcc.turbine_assemblyCostMultiplier | input |  | [0.]
tcc.turbine_overheadCostMultiplier | input |  | [0.]
tcc.turbine_profitMultiplier | input |  | [0.]
tcc.turbine_transportMultiplier | input |  | [0.]
tcc.yaw_mass_cost_coeff | input | USD/kg | [8.3]
tcons.blade_number | input | Unavailable | 3
tcons.precone | input | deg | [4.]
tcons.tilt | input | deg | [6.]
tcons.overhang | input | m | [12.0313]
tcons.outer_diameter_full | input | m | [11. 11. 11. 10.79397835 6. ]
tcons.max_allowable_td_ratio | input |  | [1.4175]
tcons.rotor_orientation | input | Unavailable | upwind
towerse.env.distLoads.waveLoads_Px | input | N/m | [0. 0. 0. 0. 0. 0. 0. 0. 0. 0. 0. 0. 0.]
towerse.env.distLoads.waveLoads_Py | input | N/m | [0. 0. 0. 0. 0. 0. 0. 0. 0. 0. 0. 0. 0.]
towerse.env.distLoads.waveLoads_Pz | input | N/m | [0. 0. 0. 0. 0. 0. 0. 0. 0. 0. 0. 0. 0.]
towerse.env.distLoads.waveLoads_qdyn | input | N/m**2 | [0. 0. 0. 0. 0. 0. 0. 0. 0. 0. 0. 0. 0.]
towerse.env.distLoads.waveLoads_z | input | m | [0. 0. 0. 0. 0. 0. 0. 0. 0. 0. 0. 0. 0.]
towerse.env.distLoads.waveLoads_beta | input | deg | [0.]
towerse.yaw | input | deg | [0.]
towerse.z0 | input | m | [0.]
towerse.shearExp | input |  | [0.12]
towerse.beta_wind | input | deg | [0.]
towerse.rho_air | input | kg/m**3 | [1.225]
towerse.mu_air | input | kg/m/s | [1.81e-05]
towerse.cd_usr | input |  | [-1.]
towerse.s_all | input |  | [0. 0. 0. 0. 0. 0. 0. 0. 0. 0. 0. 0. 0.]
towerse.rho_water | input | kg/m**3 | [0.]
towerse.member.s_ghost1 | input |  | [0.]
towerse.member.s_ghost2 | input |  | [1.]
towerse.member.s_const1 | input |  | [0.]
towerse.member.s_const2 | input |  | [0.]
towerse.tower_layer_thickness | input | m | [[0.08156675 0.04812031 0.02009088 0.00936701 0.02009685]]
towerse.tower_outer_diameter_in | input | m | [11. 11. 11. 10.79397835 6. ]
towerse.E_mat | input | Pa | [[3.440e+09 3.440e+09 3.440e+09] [2.000e+11 2.000e+11 2.000e+11] [2.050e+11 2.050e+11 2.050e+11] [1.180e+11 1.180e+11 1.180e+11] [4.460e+10 1.700e+10 1.670e+10] [1.145e+11 8.390e+09 8.390e+09] [1.110e+10 1.110e+10 1.670e+10] [2.870e+10 1.660e+10 1.670e+10] [1.292e+08 1.292e+08 1.292e+08] [1.000e+06 1.000e+06 1.000e+06] [4.560e+06 4.560e+06 4.560e+06]]
towerse.E_user | input | Pa | [0.]
towerse.G_mat | input | Pa | [[1.32300000e+09 1.32300000e+09 1.32300000e+09] [7.93000000e+10 7.93000000e+10 7.93000000e+10] [8.00000000e+10 8.00000000e+10 8.00000000e+10] [4.76000000e+10 4.76000000e+10 4.76000000e+10] [3.27000000e+09 3.48000000e+09 3.50000000e+09] [5.99000000e+09 5.99000000e+09 5.99000000e+09] [1.35300000e+10 3.49000000e+09 3.49000000e+09] [8.40000000e+09 3.49000000e+09 3.49000000e+09] [4.89469697e+07 4.89469697e+07 4.89469697e+07] [3.12500000e+05 3.12500000e+05 3.12500000e+05] [1.52000000e+06 1.52000000e+06 1.52000000e+06]]
towerse.sigma_y_mat | input | Pa | [0.00e+00 3.45e+08 4.85e+08 2.65e+08 0.00e+00 0.00e+00 0.00e+00 0.00e+00 0.00e+00 0.00e+00 0.00e+00]
towerse.sigma_ult_mat | input | Pa | [[7.400e+01 7.400e+01 7.400e+01] [4.500e+08 4.500e+08 4.500e+08] [8.140e+08 8.140e+08 8.140e+08] [3.100e+08 3.100e+08 3.100e+08] [6.092e+08 3.810e+07 1.529e+07] [1.546e+09 0.000e+00 0.000e+00] [4.290e+07 4.260e+07 1.530e+07] [3.960e+08 7.640e+07 1.530e+07] [2.083e+06 2.083e+06 2.083e+06] [0.000e+00 0.000e+00 0.000e+00] [6.900e+05 6.900e+05 6.900e+05]]
towerse.wohler_exp_mat | input |  | [ 1. 3. 3. 3. 10. 16.1 10. 10. 1. 1. 1. ]
towerse.wohler_A_mat | input |  | [8.70000000e+01 3.55346484e+10 3.55346484e+10 3.55346484e+10 6.09200000e+08 1.54600000e+09 1.13200000e+08 4.48900000e+08 2.08300000e+06 0.00000000e+00 6.90000000e+05]
towerse.rho_mat | input | kg/m**3 | [1235. 7800. 7850. 7200. 1940. 1220. 1940. 1940. 130. 1150. 1100.]
towerse.unit_cost_mat | input | USD/kg | [ 7.23 0.7 0.9 0.5 1.87 30. 3. 2.86 13. 3.63 9. ]
towerse.outfitting_factor_in | input |  | [1.07]
towerse.tower_layer_materials | input | Unavailable | ['steel']
towerse.member.ballast_materials | input | Unavailable | []
towerse.material_names | input | Unavailable | ['Gelcoat', 'steel', 'steel_drive', 'cast_iron', 'glass_uni', 'CarbonUD', 'glass_biax', 'glass_triax', 'medium_density_foam', 'resin', 'adhesive']
towerse.labor_cost_rate | input | USD/min | [0.98]
towerse.painting_cost_rate | input | USD/m**2 | [30.]
towerse.post.section_L | input | m | [0. 0. 0. 0. 0. 0. 0. 0. 0. 0. 0. 0.]
af_3d.aoa | input | rad | [-3.14159265 -3.08923278 -3.0368729 -2.98451302 -2.93215314 -2.87979327 -2.82743339 -2.77507351 -2.72271363 -2.67035376 -2.61799388 -2.565634 -2.51327412 -2.46091425 -2.40855437 -2.35619449 -2.30383461 -2.25147474 -2.19911486 -2.14675498 -2.0943951 -2.04203522 -1.98967535 -1.93731547 -1.88495559 -1.83259571 -1.78023584 -1.72787596 -1.67551608 -1.6231562 -1.57079633 -1.51843645 -1.46607657 -1.41371669 -1.36135682 -1.30899694 -1.25663706 -1.20427718 -1.15191731 -1.09955743 -1.04719755 -0.99483767 -0.9424778 -0.89011792 -0.83775804 -0.78539816 -0.73303829 -0.68067841 -0.62831853 -0.57595865 -0.52359878 -0.51302102 -0.50244327 -0.49186552 -0.48128776 -0.47071001 -0.46013226 -0.4495545 -0.43897675 -0.428399 -0.41782125 -0.40724349 -0.39666574 -0.38608799 -0.37551023 -0.36493248 -0.35435473 -0.34377697 -0.33319922 -0.32262147 -0.31204371 -0.30146596 -0.29088821 -0.28031046 -0.2697327 -0.25915495 -0.2485772 -0.23799944 -0.22742169 -0.21684394 -0.20626618 -0.19568843 -0.18511068 -0.17453293 -0.16395517 -0.15337742 -0.14279967 -0.13222191 -0.12164416 -0.11106641 -0.10048865 -0.0899109 -0.07933315 -0.06875539 -0.05817764 -0.04759989 -0.03702214 -0.02644438 -0.01586663 -0.00528888 0.00528888 0.01586663 0.02644438 0.03702214 0.04759989 0.05817764 0.06875539 0.07933315 0.0899109 0.10048865 0.11106641 0.12164416 0.13222191 0.14279967 0.15337742 0.16395517 0.17453293 0.18511068 0.19568843 0.20626618 0.21684394 0.22742169 0.23799944 0.2485772 0.25915495 0.2697327 0.28031046 0.29088821 0.30146596 0.31204371 0.32262147 0.33319922 0.34377697 0.35435473 0.36493248 0.37551023 0.38608799 0.39666574 0.40724349 0.41782125 0.428399 0.43897675 0.4495545 0.46013226 0.47071001 0.48128776 0.49186552 0.50244327 0.51302102 0.52359878 0.57595865 0.62831853 0.68067841 0.73303829 0.78539816 0.83775804 0.89011792 0.9424778 0.99483767 1.04719755 1.09955743 1.15191731 1.20427718 1.25663706 1.30899694 1.36135682 1.41371669 1.46607657 1.51843645 1.57079633 1.6231562 1.67551608 1.72787596 1.78023584 1.83259571 1.88495559 1.93731547 1.98967535 2.04203522 2.0943951 2.14675498 2.19911486 2.25147474 2.30383461 2.35619449 2.40855437 2.46091425 2.51327412 2.565634 2.61799388 2.67035376 2.72271363 2.77507351 2.82743339 2.87979327 2.93215314 2.98451302 3.0368729 3.08923278 3.14159265] | 1D array of the angles of attack used to define the polars of the airfoils. All airfoils defined in openmdao share this grid.
af_3d.Re | input |  | [1000000.] | 1D array of the Reynolds numbers used to define the polars of the airfoils. All airfoils defined in openmdao share this grid.
af_3d.rated_TSR | input |  | [9.] | Constant tip speed ratio in region II.
blade.compute_reynolds.rho | input | kg/m**3 | [1.225]
blade.compute_reynolds.mu | input | kg/m/s | [1.81e-05] | Dynamic viscosity of air
blade.high_level_blade_props.rotor_diameter_user | input | m | [270.] | Diameter of the rotor specified by the user. It is defined as two times the blade length plus the hub diameter.
blade.internal_structure_2d_fem.web_rotation_yaml | output | rad | [[0. 0. 0. 0. 0. 0. 0. 0. 0. 0. 0. 0. 0. 0. 0. 0. 0. 0. 0. 0. 0. 0. 0. 0. 0. 0. 0. 0. 0. 0.] [0. 0. 0. 0. 0. 0. 0. 0. 0. 0. 0. 0. 0. 0. 0. 0. 0. 0. 0. 0. 0. 0. 0. 0. 0. 0. 0. 0. 0. 0.]] | 2D array of the rotation angle of the shear webs in respect to the chord line. The first dimension represents each shear web, the second dimension represents each entry along blade span. If the rotation is equal to negative twist +- a constant, then the web is built straight.
blade.internal_structure_2d_fem.web_offset_y_pa_yaml | output | m | [[ 0. 0. 0. -0.35 -0.35 -0.35 -0.35 -0.35 -0.35 -0.35 -0.35 -0.35 -0.35 -0.35 -0.35 -0.35 -0.35 -0.35 -0.35 -0.35 -0.35 -0.35 -0.35 -0.35 -0.35 -0.35 -0.35 -0.35 -0.35 0. ] [ 0. 0. 0. 0.35 0.35 0.35 0.35 0.35 0.35 0.35 0.35 0.35 0.35 0.35 0.35 0.35 0.35 0.35 0.35 0.35 0.35 0.35 0.35 0.35 0.35 0.35 0.35 0.35 0.35 0. ]] | 2D array of the offset along the y axis to set the position of the shear webs. Positive values move the web towards the trailing edge, negative values towards the leading edge. The first dimension represents each shear web, the second dimension represents each entry along blade span.
blade.internal_structure_2d_fem.web_start_nd_yaml | output |  | [[0. 0. 0. 0. 0. 0. 0. 0. 0. 0. 0. 0. 0. 0. 0. 0. 0. 0. 0. 0. 0. 0. 0. 0. 0. 0. 0. 0. 0. 0.] [0. 0. 0. 0. 0. 0. 0. 0. 0. 0. 0. 0. 0. 0. 0. 0. 0. 0. 0. 0. 0. 0. 0. 0. 0. 0. 0. 0. 0. 0.]] | 2D array of the non-dimensional start point defined along the outer profile of a web. The TE suction side is 0, the TE pressure side is 1. The first dimension represents each web, the second dimension represents each entry along blade span.
blade.internal_structure_2d_fem.web_end_nd_yaml | output |  | [[0. 0. 0. 0. 0. 0. 0. 0. 0. 0. 0. 0. 0. 0. 0. 0. 0. 0. 0. 0. 0. 0. 0. 0. 0. 0. 0. 0. 0. 0.] [0. 0. 0. 0. 0. 0. 0. 0. 0. 0. 0. 0. 0. 0. 0. 0. 0. 0. 0. 0. 0. 0. 0. 0. 0. 0. 0. 0. 0. 0.]] | 2D array of the non-dimensional end point defined along the outer profile of a web. The TE suction side is 0, the TE pressure side is 1. The first dimension represents each web, the second dimension represents each entry along blade span.
blade.internal_structure_2d_fem.layer_web | output |  | [0. 0. 0. 0. 0. 0. 0. 0. 0. 0. 0. 0. 1. 1. 1. 2. 2. 2.] | 1D array of the web id the layer is associated to. If the layer is on the outer profile, this entry can simply stay equal to zero.
blade.internal_structure_2d_fem.layer_thickness | output | m | [[0.0005 0.0005 0.0005 0.0005 0.0005 0.0005 0.0005 0.0005 0.0005 0.0005 0.0005 0.0005 0.0005 0.0005 0.0005 0.0005 0.0005 0.0005 0.0005 0.0005 0.0005 0.0005 0.0005 0.0005 0.0005 0.0005 0.0005 0.0005 0.0005 0.0005 ] [0.05 0.04081969 0.03226966 0.02415612 0.01564759 0.00867322 0.00473378 0.00312627 0.00227767 0.00203461 0.00200053 0.00200002 0.002 0.002 0.002 0.002 0.002 0.002 0.002 0.002 0.002 0.002 0.002 0.002 0.00180323 0.00131224 0.00104021 0.00100135 0.001 0.001 ] [0.0001 0.00438147 0.0150519 0.03035182 0.04746369 0.06362935 0.07611578 0.08317021 0.08937909 0.09450151 0.09777677 0.09841932 0.09739565 0.09512692 0.09226371 0.08925432 0.08635675 0.0832791 0.07972353 0.07549254 0.0699988 0.06112214 0.04860463 0.03545513 0.02466062 0.01776472 0.01194345 0.00691416 0.00324837 0.001 ] [0.0001 0.00438147 0.0150519 0.03035182 0.04746369 0.06362935 0.07611578 0.08317021 0.08937909 0.09450151 0.09777677 0.09841932 0.09739565 0.09512692 0.09226371 0.08925432 0.08635675 0.0832791 0.07972353 0.07549254 0.0699988 0.06112214 0.04860463 0.03545513 0.02466062 0.01776472 0.01194345 0.00691416 0.00324837 0.001 ] [0. 0. 0. 0.00299507 0.00294581 0.00289655 0.00284729 0.00279803 0.00274877 0.00269951 0.00265025 0.00260099 0.00255172 0.00250246 0.0024532 0.00240394 0.00235468 0.00230542 0.00225616 0.0022069 0.00215764 0.00210837 0.00205911 0.00200985 0. 0. 0. 0. 0. 0. ] [0. 0. 0. 0.0151551 0.02659419 0.03838054 0.04863375 0.05706524 0.06593926 0.07399829 0.07952219 0.08035564 0.07552905 0.06548829 0.05371052 0.04289912 0.03358001 0.02375535 0.01434111 0.00715383 0.00416067 0.00301727 0.0021994 0.00162397 0. 0. 0. 0. 0. 0. ] [0. 0. 0. 0.0151551 0.02659419 0.03838054 0.04863375 0.05706524 0.06593926 0.07399829 0.07952219 0.08035564 0.07552905 0.06548829 0.05371052 0.04289912 0.03358001 0.02375535 0.01434111 0.00715383 0.00416067 0.00301727 0.0021994 0.00162397 0. 0. 0. 0. 0. 0. ] [0. 0. 0. 0.05972906 0.0570197 0.05431034 0.05160099 0.04889163 0.04618227 0.04347291 0.04076355 0.03805419 0.03534483 0.03263547 0.02992611 0.02721675 0.02450739 0.02179803 0.01908867 0.01637931 0.01366995 0.01096059 0.00825123 0.00554187 0. 0. 0. 0. 0. 0. ] [0. 0. 0. 0.05972906 0.0570197 0.05431034 0.05160099 0.04889163 0.04618227 0.04347291 0.04076355 0.03805419 0.03534483 0.03263547 0.02992611 0.02721675 0.02450739 0.02179803 0.01908867 0.01637931 0.01366995 0.01096059 0.00825123 0.00554187 0. 0. 0. 0. 0. 0. ] [0. 0. 0. 0.05972906 0.0570197 0.05431034 0.05160099 0.04889163 0.04618227 0.04347291 0.04076355 0.03805419 0.03534483 0.03263547 0.02992611 0.02721675 0.02450739 0.02179803 0.01908867 0.01637931 0.01366995 0.01096059 0.00825123 0.00554187 0. 0. 0. 0. 0. 0. ] [0. 0. 0. 0.05972906 0.0570197 0.05431034 0.05160099 0.04889163 0.04618227 0.04347291 0.04076355 0.03805419 0.03534483 0.03263547 0.02992611 0.02721675 0.02450739 0.02179803 0.01908867 0.01637931 0.01366995 0.01096059 0.00825123 0.00554187 0. 0. 0. 0. 0. 0. ] [0.05 0.04081969 0.03226966 0.02415612 0.01564759 0.00867322 0.00473378 0.00312627 0.00227767 0.00203461 0.00200053 0.00200002 0.002 0.002 0.002 0.002 0.002 0.002 0.002 0.002 0.002 0.002 0.002 0.002 0.00180323 0.00131224 0.00104021 0.00100135 0.001 0.001 ] [0. 0. 0. 0.00199391 0.00193306 0.00187221 0.00181136 0.00175051 0.00168966 0.0016288 0.00156795 0.0015071 0.00144625 0.0013854 0.00132454 0.00126369 0.00120284 0.00114199 0.00108114 0.00102028 0.00095943 0.00089858 0.00083773 0.00077688 0.00071602 0.00065517 0.00059432 0.00053347 0. 0. ] [0. 0. 0. 0.04284584 0.04130426 0.03976268 0.0382211 0.03667951 0.03513793 0.03359635 0.03205477 0.03051318 0.0289716 0.02743002 0.02588844 0.02434686 0.02280527 0.02126369 0.01972211 0.01818053 0.01663895 0.01509736 0.01355578 0.0120142 0.01047262 0.00893103 0.00738945 0.00584787 0. 0. ] [0. 0. 0. 0.00199391 0.00193306 0.00187221 0.00181136 0.00175051 0.00168966 0.0016288 0.00156795 0.0015071 0.00144625 0.0013854 0.00132454 0.00126369 0.00120284 0.00114199 0.00108114 0.00102028 0.00095943 0.00089858 0.00083773 0.00077688 0.00071602 0.00065517 0.00059432 0.00053347 0. 0. ] [0. 0. 0. 0.00199391 0.00193306 0.00187221 0.00181136 0.00175051 0.00168966 0.0016288 0.00156795 0.0015071 0.00144625 0.0013854 0.00132454 0.00126369 0.00120284 0.00114199 0.00108114 0.00102028 0.00095943 0.00089858 0.00083773 0.00077688 0.00071602 0.00065517 0.00059432 0.00053347 0. 0. ] [0. 0. 0. 0.04284584 0.04130426 0.03976268 0.0382211 0.03667951 0.03513793 0.03359635 0.03205477 0.03051318 0.0289716 0.02743002 0.02588844 0.02434686 0.02280527 0.02126369 0.01972211 0.01818053 0.01663895 0.01509736 0.01355578 0.0120142 0.01047262 0.00893103 0.00738945 0.00584787 0. 0. ] [0. 0. 0. 0.00199391 0.00193306 0.00187221 0.00181136 0.00175051 0.00168966 0.0016288 0.00156795 0.0015071 0.00144625 0.0013854 0.00132454 0.00126369 0.00120284 0.00114199 0.00108114 0.00102028 0.00095943 0.00089858 0.00083773 0.00077688 0.00071602 0.00065517 0.00059432 0.00053347 0. 0. ]] | 2D array of the thickness of the layers of the blade structure. The first dimension represents each layer, the second dimension represents each entry along blade span.
blade.internal_structure_2d_fem.layer_orientation | output | rad | [[0. 0. 0. 0. 0. 0. 0. 0. 0. 0. 0. 0. 0. 0. 0. 0. 0. 0. 0. 0. 0. 0. 0. 0. 0. 0. 0. 0. 0. 0.] [0. 0. 0. 0. 0. 0. 0. 0. 0. 0. 0. 0. 0. 0. 0. 0. 0. 0. 0. 0. 0. 0. 0. 0. 0. 0. 0. 0. 0. 0.] [0. 0. 0. 0. 0. 0. 0. 0. 0. 0. 0. 0. 0. 0. 0. 0. 0. 0. 0. 0. 0. 0. 0. 0. 0. 0. 0. 0. 0. 0.] [0. 0. 0. 0. 0. 0. 0. 0. 0. 0. 0. 0. 0. 0. 0. 0. 0. 0. 0. 0. 0. 0. 0. 0. 0. 0. 0. 0. 0. 0.] [0. 0. 0. 0. 0. 0. 0. 0. 0. 0. 0. 0. 0. 0. 0. 0. 0. 0. 0. 0. 0. 0. 0. 0. 0. 0. 0. 0. 0. 0.] [0. 0. 0. 0. 0. 0. 0. 0. 0. 0. 0. 0. 0. 0. 0. 0. 0. 0. 0. 0. 0. 0. 0. 0. 0. 0. 0. 0. 0. 0.] [0. 0. 0. 0. 0. 0. 0. 0. 0. 0. 0. 0. 0. 0. 0. 0. 0. 0. 0. 0. 0. 0. 0. 0. 0. 0. 0. 0. 0. 0.] [0. 0. 0. 0. 0. 0. 0. 0. 0. 0. 0. 0. 0. 0. 0. 0. 0. 0. 0. 0. 0. 0. 0. 0. 0. 0. 0. 0. 0. 0.] [0. 0. 0. 0. 0. 0. 0. 0. 0. 0. 0. 0. 0. 0. 0. 0. 0. 0. 0. 0. 0. 0. 0. 0. 0. 0. 0. 0. 0. 0.] [0. 0. 0. 0. 0. 0. 0. 0. 0. 0. 0. 0. 0. 0. 0. 0. 0. 0. 0. 0. 0. 0. 0. 0. 0. 0. 0. 0. 0. 0.] [0. 0. 0. 0. 0. 0. 0. 0. 0. 0. 0. 0. 0. 0. 0. 0. 0. 0. 0. 0. 0. 0. 0. 0. 0. 0. 0. 0. 0. 0.] [0. 0. 0. 0. 0. 0. 0. 0. 0. 0. 0. 0. 0. 0. 0. 0. 0. 0. 0. 0. 0. 0. 0. 0. 0. 0. 0. 0. 0. 0.] [0. 0. 0. 0. 0. 0. 0. 0. 0. 0. 0. 0. 0. 0. 0. 0. 0. 0. 0. 0. 0. 0. 0. 0. 0. 0. 0. 0. 0. 0.] [0. 0. 0. 0. 0. 0. 0. 0. 0. 0. 0. 0. 0. 0. 0. 0. 0. 0. 0. 0. 0. 0. 0. 0. 0. 0. 0. 0. 0. 0.] [0. 0. 0. 0. 0. 0. 0. 0. 0. 0. 0. 0. 0. 0. 0. 0. 0. 0. 0. 0. 0. 0. 0. 0. 0. 0. 0. 0. 0. 0.] [0. 0. 0. 0. 0. 0. 0. 0. 0. 0. 0. 0. 0. 0. 0. 0. 0. 0. 0. 0. 0. 0. 0. 0. 0. 0. 0. 0. 0. 0.] [0. 0. 0. 0. 0. 0. 0. 0. 0. 0. 0. 0. 0. 0. 0. 0. 0. 0. 0. 0. 0. 0. 0. 0. 0. 0. 0. 0. 0. 0.] [0. 0. 0. 0. 0. 0. 0. 0. 0. 0. 0. 0. 0. 0. 0. 0. 0. 0. 0. 0. 0. 0. 0. 0. 0. 0. 0. 0. 0. 0.]] | Fiber orientation of the composite layer with 0-value meaning alignment with reference axis. The first dimension represents each layer, the second dimension represents each entry along blade span.
blade.internal_structure_2d_fem.layer_rotation_yaml | output | rad | [[0. 0. 0. 0. 0. 0. 0. 0. 0. 0. 0. 0. 0. 0. 0. 0. 0. 0. 0. 0. 0. 0. 0. 0. 0. 0. 0. 0. 0. 0.] [0. 0. 0. 0. 0. 0. 0. 0. 0. 0. 0. 0. 0. 0. 0. 0. 0. 0. 0. 0. 0. 0. 0. 0. 0. 0. 0. 0. 0. 0.] [0. 0. 0. 0. 0. 0. 0. 0. 0. 0. 0. 0. 0. 0. 0. 0. 0. 0. 0. 0. 0. 0. 0. 0. 0. 0. 0. 0. 0. 0.] [0. 0. 0. 0. 0. 0. 0. 0. 0. 0. 0. 0. 0. 0. 0. 0. 0. 0. 0. 0. 0. 0. 0. 0. 0. 0. 0. 0. 0. 0.] [0. 0. 0. 0. 0. 0. 0. 0. 0. 0. 0. 0. 0. 0. 0. 0. 0. 0. 0. 0. 0. 0. 0. 0. 0. 0. 0. 0. 0. 0.] [0. 0. 0. 0. 0. 0. 0. 0. 0. 0. 0. 0. 0. 0. 0. 0. 0. 0. 0. 0. 0. 0. 0. 0. 0. 0. 0. 0. 0. 0.] [0. 0. 0. 0. 0. 0. 0. 0. 0. 0. 0. 0. 0. 0. 0. 0. 0. 0. 0. 0. 0. 0. 0. 0. 0. 0. 0. 0. 0. 0.] [0. 0. 0. 0. 0. 0. 0. 0. 0. 0. 0. 0. 0. 0. 0. 0. 0. 0. 0. 0. 0. 0. 0. 0. 0. 0. 0. 0. 0. 0.] [0. 0. 0. 0. 0. 0. 0. 0. 0. 0. 0. 0. 0. 0. 0. 0. 0. 0. 0. 0. 0. 0. 0. 0. 0. 0. 0. 0. 0. 0.] [0. 0. 0. 0. 0. 0. 0. 0. 0. 0. 0. 0. 0. 0. 0. 0. 0. 0. 0. 0. 0. 0. 0. 0. 0. 0. 0. 0. 0. 0.] [0. 0. 0. 0. 0. 0. 0. 0. 0. 0. 0. 0. 0. 0. 0. 0. 0. 0. 0. 0. 0. 0. 0. 0. 0. 0. 0. 0. 0. 0.] [0. 0. 0. 0. 0. 0. 0. 0. 0. 0. 0. 0. 0. 0. 0. 0. 0. 0. 0. 0. 0. 0. 0. 0. 0. 0. 0. 0. 0. 0.] [0. 0. 0. 0. 0. 0. 0. 0. 0. 0. 0. 0. 0. 0. 0. 0. 0. 0. 0. 0. 0. 0. 0. 0. 0. 0. 0. 0. 0. 0.] [0. 0. 0. 0. 0. 0. 0. 0. 0. 0. 0. 0. 0. 0. 0. 0. 0. 0. 0. 0. 0. 0. 0. 0. 0. 0. 0. 0. 0. 0.] [0. 0. 0. 0. 0. 0. 0. 0. 0. 0. 0. 0. 0. 0. 0. 0. 0. 0. 0. 0. 0. 0. 0. 0. 0. 0. 0. 0. 0. 0.] [0. 0. 0. 0. 0. 0. 0. 0. 0. 0. 0. 0. 0. 0. 0. 0. 0. 0. 0. 0. 0. 0. 0. 0. 0. 0. 0. 0. 0. 0.] [0. 0. 0. 0. 0. 0. 0. 0. 0. 0. 0. 0. 0. 0. 0. 0. 0. 0. 0. 0. 0. 0. 0. 0. 0. 0. 0. 0. 0. 0.] [0. 0. 0. 0. 0. 0. 0. 0. 0. 0. 0. 0. 0. 0. 0. 0. 0. 0. 0. 0. 0. 0. 0. 0. 0. 0. 0. 0. 0. 0.]] | 2D array of the rotation angle of a layer in respect to the chord line. The first dimension represents each layer, the second dimension represents each entry along blade span. If the rotation is equal to negative twist +- a constant, then the layer is built straight.
blade.internal_structure_2d_fem.layer_offset_y_pa_yaml | output | m | [[0. 0. 0. 0. 0. 0. 0. 0. 0. 0. 0. 0. 0. 0. 0. 0. 0. 0. 0. 0. 0. 0. 0. 0. 0. 0. 0. 0. 0. 0.] [0. 0. 0. 0. 0. 0. 0. 0. 0. 0. 0. 0. 0. 0. 0. 0. 0. 0. 0. 0. 0. 0. 0. 0. 0. 0. 0. 0. 0. 0.] [0. 0. 0. 0. 0. 0. 0. 0. 0. 0. 0. 0. 0. 0. 0. 0. 0. 0. 0. 0. 0. 0. 0. 0. 0. 0. 0. 0. 0. 0.] [0. 0. 0. 0. 0. 0. 0. 0. 0. 0. 0. 0. 0. 0. 0. 0. 0. 0. 0. 0. 0. 0. 0. 0. 0. 0. 0. 0. 0. 0.] [0. 0. 0. 0. 0. 0. 0. 0. 0. 0. 0. 0. 0. 0. 0. 0. 0. 0. 0. 0. 0. 0. 0. 0. 0. 0. 0. 0. 0. 0.] [0. 0. 0. 0. 0. 0. 0. 0. 0. 0. 0. 0. 0. 0. 0. 0. 0. 0. 0. 0. 0. 0. 0. 0. 0. 0. 0. 0. 0. 0.] [0. 0. 0. 0. 0. 0. 0. 0. 0. 0. 0. 0. 0. 0. 0. 0. 0. 0. 0. 0. 0. 0. 0. 0. 0. 0. 0. 0. 0. 0.] [0. 0. 0. 0. 0. 0. 0. 0. 0. 0. 0. 0. 0. 0. 0. 0. 0. 0. 0. 0. 0. 0. 0. 0. 0. 0. 0. 0. 0. 0.] [0. 0. 0. 0. 0. 0. 0. 0. 0. 0. 0. 0. 0. 0. 0. 0. 0. 0. 0. 0. 0. 0. 0. 0. 0. 0. 0. 0. 0. 0.] [0. 0. 0. 0. 0. 0. 0. 0. 0. 0. 0. 0. 0. 0. 0. 0. 0. 0. 0. 0. 0. 0. 0. 0. 0. 0. 0. 0. 0. 0.] [0. 0. 0. 0. 0. 0. 0. 0. 0. 0. 0. 0. 0. 0. 0. 0. 0. 0. 0. 0. 0. 0. 0. 0. 0. 0. 0. 0. 0. 0.] [0. 0. 0. 0. 0. 0. 0. 0. 0. 0. 0. 0. 0. 0. 0. 0. 0. 0. 0. 0. 0. 0. 0. 0. 0. 0. 0. 0. 0. 0.] [0. 0. 0. 0. 0. 0. 0. 0. 0. 0. 0. 0. 0. 0. 0. 0. 0. 0. 0. 0. 0. 0. 0. 0. 0. 0. 0. 0. 0. 0.] [0. 0. 0. 0. 0. 0. 0. 0. 0. 0. 0. 0. 0. 0. 0. 0. 0. 0. 0. 0. 0. 0. 0. 0. 0. 0. 0. 0. 0. 0.] [0. 0. 0. 0. 0. 0. 0. 0. 0. 0. 0. 0. 0. 0. 0. 0. 0. 0. 0. 0. 0. 0. 0. 0. 0. 0. 0. 0. 0. 0.] [0. 0. 0. 0. 0. 0. 0. 0. 0. 0. 0. 0. 0. 0. 0. 0. 0. 0. 0. 0. 0. 0. 0. 0. 0. 0. 0. 0. 0. 0.] [0. 0. 0. 0. 0. 0. 0. 0. 0. 0. 0. 0. 0. 0. 0. 0. 0. 0. 0. 0. 0. 0. 0. 0. 0. 0. 0. 0. 0. 0.] [0. 0. 0. 0. 0. 0. 0. 0. 0. 0. 0. 0. 0. 0. 0. 0. 0. 0. 0. 0. 0. 0. 0. 0. 0. 0. 0. 0. 0. 0.]] | 2D array of the offset along the y axis to set the position of a layer. Positive values move the layer towards the trailing edge, negative values towards the leading edge. The first dimension represents each layer, the second dimension represents each entry along blade span.
blade.internal_structure_2d_fem.layer_width_yaml | output | m | [[0. 0. 0. 0. 0. 0. 0. 0. 0. 0. 0. 0. 0. 0. 0. 0. 0. 0. 0. 0. 0. 0. 0. 0. 0. 0. 0. 0. 0. 0. ] [0. 0. 0. 0. 0. 0. 0. 0. 0. 0. 0. 0. 0. 0. 0. 0. 0. 0. 0. 0. 0. 0. 0. 0. 0. 0. 0. 0. 0. 0. ] [0.9 0.9 0.9 0.9 0.9 0.9 0.9 0.9 0.9 0.9 0.9 0.9 0.9 0.9 0.9 0.9 0.9 0.9 0.9 0.9 0.9 0.9 0.9 0.9 0.89999988 0.89998023 0.89925383 0.8824365 0.73943681 0.294 ] [0.9 0.9 0.9 0.9 0.9 0.9 0.9 0.9 0.9 0.9 0.9 0.9 0.9 0.9 0.9 0.9 0.9 0.9 0.9 0.9 0.9 0.9 0.9 0.9 0.89999988 0.89998023 0.89925383 0.8824365 0.73943681 0.294 ] [0. 0. 0. 0.8 0.8 0.8 0.8 0.8 0.8 0.8 0.8 0.8 0.8 0.8 0.8 0.8 0.8 0.8 0.8 0.79997205 0.7989752 0.78933255 0.7549919 0.70842539 0. 0. 0. 0. 0. 0. ] [0. 0. 0. 0.5 0.5 0.5 0.5 0.5 0.5 0.5 0.5 0.5 0.5 0.5 0.5 0.5 0.5 0.5 0.5 0.5 0.5 0.5 0.5 0.5 0. 0. 0. 0. 0. 0. ] [0. 0. 0. 0.5 0.5 0.5 0.5 0.5 0.5 0.5 0.5 0.5 0.5 0.5 0.5 0.5 0.5 0.5 0.5 0.5 0.5 0.5 0.5 0.5 0. 0. 0. 0. 0. 0. ] [0. 0. 0. 0. 0. 0. 0. 0. 0. 0. 0. 0. 0. 0. 0. 0. 0. 0. 0. 0. 0. 0. 0. 0. 0. 0. 0. 0. 0. 0. ] [0. 0. 0. 0. 0. 0. 0. 0. 0. 0. 0. 0. 0. 0. 0. 0. 0. 0. 0. 0. 0. 0. 0. 0. 0. 0. 0. 0. 0. 0. ] [0. 0. 0. 0. 0. 0. 0. 0. 0. 0. 0. 0. 0. 0. 0. 0. 0. 0. 0. 0. 0. 0. 0. 0. 0. 0. 0. 0. 0. 0. ] [0. 0. 0. 0. 0. 0. 0. 0. 0. 0. 0. 0. 0. 0. 0. 0. 0. 0. 0. 0. 0. 0. 0. 0. 0. 0. 0. 0. 0. 0. ] [0. 0. 0. 0. 0. 0. 0. 0. 0. 0. 0. 0. 0. 0. 0. 0. 0. 0. 0. 0. 0. 0. 0. 0. 0. 0. 0. 0. 0. 0. ] [0. 0. 0. 0. 0. 0. 0. 0. 0. 0. 0. 0. 0. 0. 0. 0. 0. 0. 0. 0. 0. 0. 0. 0. 0. 0. 0. 0. 0. 0. ] [0. 0. 0. 0. 0. 0. 0. 0. 0. 0. 0. 0. 0. 0. 0. 0. 0. 0. 0. 0. 0. 0. 0. 0. 0. 0. 0. 0. 0. 0. ] [0. 0. 0. 0. 0. 0. 0. 0. 0. 0. 0. 0. 0. 0. 0. 0. 0. 0. 0. 0. 0. 0. 0. 0. 0. 0. 0. 0. 0. 0. ] [0. 0. 0. 0. 0. 0. 0. 0. 0. 0. 0. 0. 0. 0. 0. 0. 0. 0. 0. 0. 0. 0. 0. 0. 0. 0. 0. 0. 0. 0. ] [0. 0. 0. 0. 0. 0. 0. 0. 0. 0. 0. 0. 0. 0. 0. 0. 0. 0. 0. 0. 0. 0. 0. 0. 0. 0. 0. 0. 0. 0. ] [0. 0. 0. 0. 0. 0. 0. 0. 0. 0. 0. 0. 0. 0. 0. 0. 0. 0. 0. 0. 0. 0. 0. 0. 0. 0. 0. 0. 0. 0. ]] | 2D array of the width along the outer profile of a layer. The first dimension represents each layer, the second dimension represents each entry along blade span.
blade.internal_structure_2d_fem.layer_midpoint_nd | output |  | [[0. 0. 0. 0. 0. 0. 0. 0. 0. 0. 0. 0. 0. 0. 0. 0. 0. 0. 0. 0. 0. 0. 0. 0. 0. 0. 0. 0. 0. 0. ] [0. 0. 0. 0. 0. 0. 0. 0. 0. 0. 0. 0. 0. 0. 0. 0. 0. 0. 0. 0. 0. 0. 0. 0. 0. 0. 0. 0. 0. 0. ] [0. 0. 0. 0. 0. 0. 0. 0. 0. 0. 0. 0. 0. 0. 0. 0. 0. 0. 0. 0. 0. 0. 0. 0. 0. 0. 0. 0. 0. 0. ] [0. 0. 0. 0. 0. 0. 0. 0. 0. 0. 0. 0. 0. 0. 0. 0. 0. 0. 0. 0. 0. 0. 0. 0. 0. 0. 0. 0. 0. 0. ] [0.49999966 0.49999966 0.49950659 0.50496841 0.50578694 0.50578694 0.50596379 0.50796107 0.50796107 0.50796107 0.50796107 0.50798417 0.50669917 0.50666106 0.50666106 0.50666106 0.50666106 0.50666106 0.50362757 0.5019638 0.5019638 0.5019638 0.5019638 0.5019638 0.49993712 0.49608288 0.49608288 0.49608288 0.49669831 0.49727784] [0. 0. 0. 0. 0. 0. 0. 0. 0. 0. 0. 0. 0. 0. 0. 0. 0. 0. 0. 0. 0. 0. 0. 0. 0. 0. 0. 0. 0. 0. ] [0. 0. 0. 0. 0. 0. 0. 0. 0. 0. 0. 0. 0. 0. 0. 0. 0. 0. 0. 0. 0. 0. 0. 0. 0. 0. 0. 0. 0. 0. ] [0. 0. 0. 0. 0. 0. 0. 0. 0. 0. 0. 0. 0. 0. 0. 0. 0. 0. 0. 0. 0. 0. 0. 0. 0. 0. 0. 0. 0. 0. ] [0. 0. 0. 0. 0. 0. 0. 0. 0. 0. 0. 0. 0. 0. 0. 0. 0. 0. 0. 0. 0. 0. 0. 0. 0. 0. 0. 0. 0. 0. ] [0. 0. 0. 0. 0. 0. 0. 0. 0. 0. 0. 0. 0. 0. 0. 0. 0. 0. 0. 0. 0. 0. 0. 0. 0. 0. 0. 0. 0. 0. ] [0. 0. 0. 0. 0. 0. 0. 0. 0. 0. 0. 0. 0. 0. 0. 0. 0. 0. 0. 0. 0. 0. 0. 0. 0. 0. 0. 0. 0. 0. ] [0. 0. 0. 0. 0. 0. 0. 0. 0. 0. 0. 0. 0. 0. 0. 0. 0. 0. 0. 0. 0. 0. 0. 0. 0. 0. 0. 0. 0. 0. ] [0. 0. 0. 0. 0. 0. 0. 0. 0. 0. 0. 0. 0. 0. 0. 0. 0. 0. 0. 0. 0. 0. 0. 0. 0. 0. 0. 0. 0. 0. ] [0. 0. 0. 0. 0. 0. 0. 0. 0. 0. 0. 0. 0. 0. 0. 0. 0. 0. 0. 0. 0. 0. 0. 0. 0. 0. 0. 0. 0. 0. ] [0. 0. 0. 0. 0. 0. 0. 0. 0. 0. 0. 0. 0. 0. 0. 0. 0. 0. 0. 0. 0. 0. 0. 0. 0. 0. 0. 0. 0. 0. ] [0. 0. 0. 0. 0. 0. 0. 0. 0. 0. 0. 0. 0. 0. 0. 0. 0. 0. 0. 0. 0. 0. 0. 0. 0. 0. 0. 0. 0. 0. ] [0. 0. 0. 0. 0. 0. 0. 0. 0. 0. 0. 0. 0. 0. 0. 0. 0. 0. 0. 0. 0. 0. 0. 0. 0. 0. 0. 0. 0. 0. ] [0. 0. 0. 0. 0. 0. 0. 0. 0. 0. 0. 0. 0. 0. 0. 0. 0. 0. 0. 0. 0. 0. 0. 0. 0. 0. 0. 0. 0. 0. ]] | 2D array of the non-dimensional midpoint defined along the outer profile of a layer. The first dimension represents each layer, the second dimension represents each entry along blade span.
blade.internal_structure_2d_fem.layer_start_nd_yaml | output |  | [[0. 0. 0. 0. 0. 0. 0. 0. 0. 0. 0. 0. 0. 0. 0. 0. 0. 0. 0. 0. 0. 0. 0. 0. 0. 0. 0. 0. 0. 0.] [0. 0. 0. 0. 0. 0. 0. 0. 0. 0. 0. 0. 0. 0. 0. 0. 0. 0. 0. 0. 0. 0. 0. 0. 0. 0. 0. 0. 0. 0.] [0. 0. 0. 0. 0. 0. 0. 0. 0. 0. 0. 0. 0. 0. 0. 0. 0. 0. 0. 0. 0. 0. 0. 0. 0. 0. 0. 0. 0. 0.] [0. 0. 0. 0. 0. 0. 0. 0. 0. 0. 0. 0. 0. 0. 0. 0. 0. 0. 0. 0. 0. 0. 0. 0. 0. 0. 0. 0. 0. 0.] [0. 0. 0. 0. 0. 0. 0. 0. 0. 0. 0. 0. 0. 0. 0. 0. 0. 0. 0. 0. 0. 0. 0. 0. 0. 0. 0. 0. 0. 0.] [0. 0. 0. 0. 0. 0. 0. 0. 0. 0. 0. 0. 0. 0. 0. 0. 0. 0. 0. 0. 0. 0. 0. 0. 0. 0. 0. 0. 0. 0.] [0. 0. 0. 0. 0. 0. 0. 0. 0. 0. 0. 0. 0. 0. 0. 0. 0. 0. 0. 0. 0. 0. 0. 0. 0. 0. 0. 0. 0. 0.] [0. 0. 0. 0. 0. 0. 0. 0. 0. 0. 0. 0. 0. 0. 0. 0. 0. 0. 0. 0. 0. 0. 0. 0. 0. 0. 0. 0. 0. 0.] [0. 0. 0. 0. 0. 0. 0. 0. 0. 0. 0. 0. 0. 0. 0. 0. 0. 0. 0. 0. 0. 0. 0. 0. 0. 0. 0. 0. 0. 0.] [0. 0. 0. 0. 0. 0. 0. 0. 0. 0. 0. 0. 0. 0. 0. 0. 0. 0. 0. 0. 0. 0. 0. 0. 0. 0. 0. 0. 0. 0.] [0. 0. 0. 0. 0. 0. 0. 0. 0. 0. 0. 0. 0. 0. 0. 0. 0. 0. 0. 0. 0. 0. 0. 0. 0. 0. 0. 0. 0. 0.] [0. 0. 0. 0. 0. 0. 0. 0. 0. 0. 0. 0. 0. 0. 0. 0. 0. 0. 0. 0. 0. 0. 0. 0. 0. 0. 0. 0. 0. 0.] [0. 0. 0. 0. 0. 0. 0. 0. 0. 0. 0. 0. 0. 0. 0. 0. 0. 0. 0. 0. 0. 0. 0. 0. 0. 0. 0. 0. 0. 0.] [0. 0. 0. 0. 0. 0. 0. 0. 0. 0. 0. 0. 0. 0. 0. 0. 0. 0. 0. 0. 0. 0. 0. 0. 0. 0. 0. 0. 0. 0.] [0. 0. 0. 0. 0. 0. 0. 0. 0. 0. 0. 0. 0. 0. 0. 0. 0. 0. 0. 0. 0. 0. 0. 0. 0. 0. 0. 0. 0. 0.] [0. 0. 0. 0. 0. 0. 0. 0. 0. 0. 0. 0. 0. 0. 0. 0. 0. 0. 0. 0. 0. 0. 0. 0. 0. 0. 0. 0. 0. 0.] [0. 0. 0. 0. 0. 0. 0. 0. 0. 0. 0. 0. 0. 0. 0. 0. 0. 0. 0. 0. 0. 0. 0. 0. 0. 0. 0. 0. 0. 0.] [0. 0. 0. 0. 0. 0. 0. 0. 0. 0. 0. 0. 0. 0. 0. 0. 0. 0. 0. 0. 0. 0. 0. 0. 0. 0. 0. 0. 0. 0.]] | 2D array of the non-dimensional start point defined along the outer profile of a layer. The TE suction side is 0, the TE pressure side is 1. The first dimension represents each layer, the second dimension represents each entry along blade span.
blade.internal_structure_2d_fem.layer_end_nd_yaml | output |  | [[1. 1. 1. 1. 1. 1. 1. 1. 1. 1. 1. 1. 1. 1. 1. 1. 1. 1. 1. 1. 1. 1. 1. 1. 1. 1. 1. 1. 1. 1.] [1. 1. 1. 1. 1. 1. 1. 1. 1. 1. 1. 1. 1. 1. 1. 1. 1. 1. 1. 1. 1. 1. 1. 1. 1. 1. 1. 1. 1. 1.] [0. 0. 0. 0. 0. 0. 0. 0. 0. 0. 0. 0. 0. 0. 0. 0. 0. 0. 0. 0. 0. 0. 0. 0. 0. 0. 0. 0. 0. 0.] [0. 0. 0. 0. 0. 0. 0. 0. 0. 0. 0. 0. 0. 0. 0. 0. 0. 0. 0. 0. 0. 0. 0. 0. 0. 0. 0. 0. 0. 0.] [0. 0. 0. 0. 0. 0. 0. 0. 0. 0. 0. 0. 0. 0. 0. 0. 0. 0. 0. 0. 0. 0. 0. 0. 0. 0. 0. 0. 0. 0.] [0. 0. 0. 0. 0. 0. 0. 0. 0. 0. 0. 0. 0. 0. 0. 0. 0. 0. 0. 0. 0. 0. 0. 0. 0. 0. 0. 0. 0. 0.] [1. 1. 1. 1. 1. 1. 1. 1. 1. 1. 1. 1. 1. 1. 1. 1. 1. 1. 1. 1. 1. 1. 1. 1. 1. 1. 1. 1. 1. 1.] [0. 0. 0. 0. 0. 0. 0. 0. 0. 0. 0. 0. 0. 0. 0. 0. 0. 0. 0. 0. 0. 0. 0. 0. 0. 0. 0. 0. 0. 0.] [0. 0. 0. 0. 0. 0. 0. 0. 0. 0. 0. 0. 0. 0. 0. 0. 0. 0. 0. 0. 0. 0. 0. 0. 0. 0. 0. 0. 0. 0.] [0. 0. 0. 0. 0. 0. 0. 0. 0. 0. 0. 0. 0. 0. 0. 0. 0. 0. 0. 0. 0. 0. 0. 0. 0. 0. 0. 0. 0. 0.] [0. 0. 0. 0. 0. 0. 0. 0. 0. 0. 0. 0. 0. 0. 0. 0. 0. 0. 0. 0. 0. 0. 0. 0. 0. 0. 0. 0. 0. 0.] [1. 1. 1. 1. 1. 1. 1. 1. 1. 1. 1. 1. 1. 1. 1. 1. 1. 1. 1. 1. 1. 1. 1. 1. 1. 1. 1. 1. 1. 1.] [0. 0. 0. 0. 0. 0. 0. 0. 0. 0. 0. 0. 0. 0. 0. 0. 0. 0. 0. 0. 0. 0. 0. 0. 0. 0. 0. 0. 0. 0.] [0. 0. 0. 0. 0. 0. 0. 0. 0. 0. 0. 0. 0. 0. 0. 0. 0. 0. 0. 0. 0. 0. 0. 0. 0. 0. 0. 0. 0. 0.] [0. 0. 0. 0. 0. 0. 0. 0. 0. 0. 0. 0. 0. 0. 0. 0. 0. 0. 0. 0. 0. 0. 0. 0. 0. 0. 0. 0. 0. 0.] [0. 0. 0. 0. 0. 0. 0. 0. 0. 0. 0. 0. 0. 0. 0. 0. 0. 0. 0. 0. 0. 0. 0. 0. 0. 0. 0. 0. 0. 0.] [0. 0. 0. 0. 0. 0. 0. 0. 0. 0. 0. 0. 0. 0. 0. 0. 0. 0. 0. 0. 0. 0. 0. 0. 0. 0. 0. 0. 0. 0.] [0. 0. 0. 0. 0. 0. 0. 0. 0. 0. 0. 0. 0. 0. 0. 0. 0. 0. 0. 0. 0. 0. 0. 0. 0. 0. 0. 0. 0. 0.]] | 2D array of the non-dimensional end point defined along the outer profile of a layer. The TE suction side is 0, the TE pressure side is 1. The first dimension represents each layer, the second dimension represents each entry along blade span.
blade.internal_structure_2d_fem.layer_side | output | Unavailable | ['', '', 'suction', 'pressure', '', '', '', '', '', '', '', '', '', '', '', '', '', ''] | 1D array setting whether the layer is on the suction or pressure side. This entry is only used if definition_layer is equal to 1 or 2.
blade.internal_structure_2d_fem.definition_web | output | Unavailable | [1. 1.] | 1D array of flags identifying how webs are specified in the yaml. 1) offset+rotation=twist 2) offset+rotation
blade.internal_structure_2d_fem.definition_layer | output | Unavailable | [ 9. 9. 2. 2. 5. 7. 8. 6. 6. 6. 6. 9. 10. 10. 10. 10. 10. 10.] | 1D array of flags identifying how layers are specified in the yaml. 1) all around (skin, paint, ) 2) offset+rotation twist+width (spar caps) 3) offset+user defined rotation+width 4) midpoint TE+width (TE reinf) 5) midpoint LE+width (LE reinf) 6) layer position fixed to other layer (core fillers) 7) start and width 8) end and width 9) start and end nd 10) web layer
blade.internal_structure_2d_fem.index_layer_start | output | Unavailable | [0. 0. 0. 0. 0. 0. 0. 5. 2. 4. 3. 0. 0. 0. 0. 0. 0. 0.] | Index used to fix a layer to another
blade.internal_structure_2d_fem.index_layer_end | output | Unavailable | [0. 0. 0. 0. 0. 0. 0. 2. 4. 3. 6. 0. 0. 0. 0. 0. 0. 0.] | Index used to fix a layer to another
blade.interp_airfoils.af_position | input |  | [0. 0.02192979 0.0657893 0.10964876 0.15350826 0.19736777 0.24122769 0.2850876 0.32894711 0.37280661 0.41666612 0.46052562 0.50438512 0.54824463 0.59210413 0.63596364 0.67982314 0.72368306 0.76754298 0.81140165 0.85526033 0.89911983 0.94297934 0.97368182 0.98683884 0.99561157 1. ] | 1D array of the non dimensional positions of the airfoils af_used defined along blade span.
blade.interp_airfoils.ac | input |  | [0.275 0.5 0.275 0.275 0.275 0.275 0.275] | 1D array of the aerodynamic centers of each airfoil.
blade.interp_airfoils.r_thick_discrete | input |  | [0.4 1. 0.3 0.21 0.25 0.35 0.17] | 1D array of the relative thicknesses of each airfoil.
blade.interp_airfoils.aoa | input | rad | [-3.14159265 -3.08923278 -3.0368729 -2.98451302 -2.93215314 -2.87979327 -2.82743339 -2.77507351 -2.72271363 -2.67035376 -2.61799388 -2.565634 -2.51327412 -2.46091425 -2.40855437 -2.35619449 -2.30383461 -2.25147474 -2.19911486 -2.14675498 -2.0943951 -2.04203522 -1.98967535 -1.93731547 -1.88495559 -1.83259571 -1.78023584 -1.72787596 -1.67551608 -1.6231562 -1.57079633 -1.51843645 -1.46607657 -1.41371669 -1.36135682 -1.30899694 -1.25663706 -1.20427718 -1.15191731 -1.09955743 -1.04719755 -0.99483767 -0.9424778 -0.89011792 -0.83775804 -0.78539816 -0.73303829 -0.68067841 -0.62831853 -0.57595865 -0.52359878 -0.51302102 -0.50244327 -0.49186552 -0.48128776 -0.47071001 -0.46013226 -0.4495545 -0.43897675 -0.428399 -0.41782125 -0.40724349 -0.39666574 -0.38608799 -0.37551023 -0.36493248 -0.35435473 -0.34377697 -0.33319922 -0.32262147 -0.31204371 -0.30146596 -0.29088821 -0.28031046 -0.2697327 -0.25915495 -0.2485772 -0.23799944 -0.22742169 -0.21684394 -0.20626618 -0.19568843 -0.18511068 -0.17453293 -0.16395517 -0.15337742 -0.14279967 -0.13222191 -0.12164416 -0.11106641 -0.10048865 -0.0899109 -0.07933315 -0.06875539 -0.05817764 -0.04759989 -0.03702214 -0.02644438 -0.01586663 -0.00528888 0.00528888 0.01586663 0.02644438 0.03702214 0.04759989 0.05817764 0.06875539 0.07933315 0.0899109 0.10048865 0.11106641 0.12164416 0.13222191 0.14279967 0.15337742 0.16395517 0.17453293 0.18511068 0.19568843 0.20626618 0.21684394 0.22742169 0.23799944 0.2485772 0.25915495 0.2697327 0.28031046 0.29088821 0.30146596 0.31204371 0.32262147 0.33319922 0.34377697 0.35435473 0.36493248 0.37551023 0.38608799 0.39666574 0.40724349 0.41782125 0.428399 0.43897675 0.4495545 0.46013226 0.47071001 0.48128776 0.49186552 0.50244327 0.51302102 0.52359878 0.57595865 0.62831853 0.68067841 0.73303829 0.78539816 0.83775804 0.89011792 0.9424778 0.99483767 1.04719755 1.09955743 1.15191731 1.20427718 1.25663706 1.30899694 1.36135682 1.41371669 1.46607657 1.51843645 1.57079633 1.6231562 1.67551608 1.72787596 1.78023584 1.83259571 1.88495559 1.93731547 1.98967535 2.04203522 2.0943951 2.14675498 2.19911486 2.25147474 2.30383461 2.35619449 2.40855437 2.46091425 2.51327412 2.565634 2.61799388 2.67035376 2.72271363 2.77507351 2.82743339 2.87979327 2.93215314 2.98451302 3.0368729 3.08923278 3.14159265] | 1D array of the angles of attack used to define the polars of the airfoils. All airfoils defined in openmdao share this grid.
blade.interp_airfoils.cl | input |  | [[[[ 1.27742998e-02]] [[ 1.42693272e-01]] [[ 2.58637012e-01]] ... [[-2.66800672e-01]] [[-1.38782724e-01]] [[ 1.27742998e-02]]] [[[ 0.00000000e+00]] [[ 0.00000000e+00]] [[ 0.00000000e+00]] ... [[ 0.00000000e+00]] [[ 0.00000000e+00]] [[ 0.00000000e+00]]] [[[ 4.96420961e-02]] [[ 1.87282479e-01]] [[ 3.10020952e-01]] ... [[-3.20759911e-01]] [[-1.62662921e-01]] [[ 4.96420961e-02]]] ... [[[-2.61646824e-03]] [[ 2.32069003e-01]] [[ 4.60318188e-01]] ... [[-4.60746100e-01]] [[-2.33089501e-01]] [[-2.61646824e-03]]] [[[ 1.80442976e-02]] [[ 1.49402929e-01]] [[ 2.66763118e-01]] ... [[-2.71122153e-01]] [[-1.39129728e-01]] [[ 1.80442976e-02]]] [[[-1.53642952e-08]] [[ 2.24280087e-01]] [[ 4.60935912e-01]] ... [[-4.60935912e-01]] [[-2.24280087e-01]] [[ 1.53642952e-08]]]] | 4D array with the lift coefficients of the airfoils. Dimension 0 is along the different airfoils defined in the yaml, dimension 1 is along the angles of attack, dimension 2 is along the Reynolds number, dimension 3 is along the number of tabs, which may describe multiple sets at the same station, for example in presence of a flap.
blade.interp_airfoils.cd | input |  | [[[[0.06162547]] [[0.06296798]] [[0.06920074]] ... [[0.07156878]] [[0.06373137]] [[0.06162547]]] [[[0.5 ]] [[0.5 ]] [[0.5 ]] ... [[0.5 ]] [[0.5 ]] [[0.5 ]]] [[[0.02308492]] [[0.03208652]] [[0.05037982]] ... [[0.05179242]] [[0.0324726 ]] [[0.02308492]]] ... [[[0.01677446]] [[0.02683965]] [[0.04620442]] ... [[0.04768644]] [[0.02744935]] [[0.01677446]]] [[[0.03773591]] [[0.04508672]] [[0.06158979]] ... [[0.05995048]] [[0.04432275]] [[0.03773591]]] [[[0.0198 ]] [[0.02572598]] [[0.04114402]] ... [[0.04047996]] [[0.02538511]] [[0.0198 ]]]] | 4D array with the drag coefficients of the airfoils. Dimension 0 is along the different airfoils defined in the yaml, dimension 1 is along the angles of attack, dimension 2 is along the Reynolds number, dimension 3 is along the number of tabs, which may describe multiple sets at the same station, for example in presence of a flap.
blade.interp_airfoils.cm | input |  | [[[[ 3.70854259e-04]] [[ 5.78906867e-02]] [[ 1.09442053e-01]] ... [[-1.20140868e-01]] [[-6.33445740e-02]] [[ 3.70854259e-04]]] [[[ 0.00000000e+00]] [[ 0.00000000e+00]] [[ 0.00000000e+00]] ... [[ 0.00000000e+00]] [[ 0.00000000e+00]] [[ 0.00000000e+00]]] [[[-1.86042725e-07]] [[ 8.25025552e-02]] [[ 1.70228612e-01]] ... [[-1.69531819e-01]] [[-8.25480839e-02]] [[-1.86042725e-07]]] ... [[[-5.55629713e-07]] [[ 1.10572981e-01]] [[ 2.27490820e-01]] ... [[-2.27669873e-01]] [[-1.10610368e-01]] [[-5.55629713e-07]]] [[[ 4.09061074e-04]] [[ 5.80698162e-02]] [[ 1.09744885e-01]] ... [[-1.18962339e-01]] [[-6.27004305e-02]] [[ 4.09061074e-04]]] [[[-7.71299959e-09]] [[ 1.12680187e-01]] [[ 2.31783829e-01]] ... [[-2.31710912e-01]] [[-1.12584318e-01]] [[ 7.70271560e-09]]]] | 4D array with the moment coefficients of the airfoils. Dimension 0 is along the different airfoils defined in the yaml, dimension 1 is along the angles of attack, dimension 2 is along the Reynolds number, dimension 3 is along the number of tabs, which may describe multiple sets at the same station, for example in presence of a flap.
blade.interp_airfoils.coord_xy | input |  | [[[ 1.00000000e+00 -3.47000010e-03] [ 9.82059782e-01 4.47998271e-04] [ 9.63825795e-01 2.56230054e-03] ... [ 9.66589031e-01 1.42523879e-02] [ 9.83283080e-01 8.83657527e-03] [ 1.00000000e+00 3.47000010e-03]] [[ 1.00000000e+00 0.00000000e+00] [ 9.99310113e-01 -2.24586628e-02] [ 9.97715675e-01 -4.48159779e-02] ... [ 9.97767307e-01 4.41944433e-02] [ 9.99327246e-01 2.21465777e-02] [ 1.00000000e+00 -5.92245437e-18]] [[ 1.00000000e+00 -2.46000000e-03] [ 9.79182514e-01 2.21522127e-03] [ 9.58045687e-01 5.01713457e-03] ... [ 9.60781257e-01 1.32444951e-02] [ 9.80406715e-01 7.93618866e-03] [ 1.00000000e+00 2.46000000e-03]] ... [[ 1.00000000e+00 -2.13100000e-03] [ 9.77589551e-01 1.91382544e-03] [ 9.55115490e-01 5.46087449e-03] ... [ 9.57108237e-01 1.39643103e-02] [ 9.78595852e-01 8.23338042e-03] [ 1.00000000e+00 2.13100000e-03]] [[ 1.00000000e+00 -2.83000000e-03] [ 9.81183777e-01 1.62237678e-03] [ 9.62006541e-01 4.01671112e-03] ... [ 9.64854654e-01 1.29112589e-02] [ 9.82422420e-01 7.86900286e-03] [ 1.00000000e+00 2.83000000e-03]] [[ 1.00000000e+00 -1.56966672e-03] [ 9.76316764e-01 1.02847187e-03] [ 9.52601299e-01 3.04112178e-03] ... [ 9.53511819e-01 1.21364556e-02] [ 9.76793838e-01 7.07018392e-03] [ 1.00000000e+00 1.56966672e-03]]] | 3D array of the x and y airfoil coordinates of the n_af airfoils.
blade.interp_airfoils.name | input | Unavailable | ['DU40_A17', 'Cylinder', 'DU30_A17', 'DU21_A17', 'DU25_A17', 'DU35_A17', 'DU17_A17'] | 1D array of names of airfoils.
blade.outer_shape_bem.s_default | output |  | [0. 0.03448276 0.06896552 0.10344828 0.13793103 0.17241379 0.20689655 0.24137931 0.27586207 0.31034483 0.34482759 0.37931034 0.4137931 0.44827586 0.48275862 0.51724138 0.55172414 0.5862069 0.62068966 0.65517241 0.68965517 0.72413793 0.75862069 0.79310345 0.82758621 0.86206897 0.89655172 0.93103448 0.96551724 1. ] | 1D array of the non-dimensional spanwise grid defined along blade axis (0-blade root, 1-blade tip)
blade.outer_shape_bem.chord_yaml | output | m | [5. 5. 5.00260989 5.2480683 5.68201728 6.23616503 6.72749243 7. 7. 7. 6.98183684 6.87665127 6.68776951 6.4039089 6.04770743 5.69841438 5.41172253 5.15989218 4.90713585 4.65624341 4.39302948 4.10244436 3.84568831 3.62340492 3.39079802 3.13728849 2.90194672 2.65905396 2.40367374 1.19 ] | 1D array of the chord values defined along blade span.
blade.outer_shape_bem.twist_yaml | output | rad | [ 0. 0.71108204 0.71010059 0.62110926 0.48126332 0.35494216 0.26821741 0.21192099 0.18140141 0.15852501 0.13658278 0.11252435 0.08642306 0.06482777 0.04778457 0.03510491 0.02572079 0.01779535 0.00639055 -0.0069435 -0.01885381 -0.02725267 -0.03545553 -0.04197126 -0.04408781 -0.04456735 -0.04574229 -0.04908141 -0.05272335 -0.06340223] | 1D array of the twist values defined along blade span. The twist is defined positive for negative rotations around the z axis (the same as in BeamDyn).
blade.outer_shape_bem.r_thick_yaml | output |  | [0. 0. 0. 0. 0. 0. 0. 0. 0. 0. 0. 0. 0. 0. 0. 0. 0. 0. 0. 0. 0. 0. 0. 0. 0. 0. 0. 0. 0. 0.] | 1D array of the relative thickness values defined along blade span.
blade.outer_shape_bem.pitch_axis_yaml | output |  | [0.5 0.5 0.49663095 0.28721906 0.275 0.275 0.275 0.275 0.275 0.275 0.275 0.275 0.275 0.275 0.275 0.275 0.275 0.275 0.275 0.275 0.275 0.275 0.275 0.275 0.275 0.275 0.275 0.275 0.275 0.275 ] | 1D array of the chordwise position of the pitch axis (0-LE, 1-TE), defined along blade span.
blade.outer_shape_bem.ref_axis_yaml | output | m | [[ 0. 0. 0. ] [ 0. 0. 4.17241409] [ 0. 0. 8.34482728] [ 0. 0. 12.51724135] [ 0. 0. 16.68965562] [ 0. 0. 20.86206926] [ 0. 0. 25.03448247] [ 0. 0. 29.20689606] [ 0. 0. 33.37931064] [ 0. 0. 37.55172413] [ 0. 0. 41.72413776] [ 0. 0. 45.89655186] [ 0. 0. 50.06896501] [ 0. 0. 54.24137912] [ 0. 0. 58.41379341] [ 0. 0. 62.58620722] [ 0. 0. 66.75862046] [ 0. 0. 70.93103474] [ 0. 0. 75.10344804] [ 0. 0. 79.27586181] [ 0. 0. 83.44827591] [ 0. 0. 87.62068939] [ 0. 0. 91.79310285] [ 0. 0. 95.96551723] [ 0. 0. 100.13793134] [ 0. 0. 104.31034494] [ 0. 0. 108.48275919] [ 0. 0. 112.65517245] [ 0. 0. 116.82758588] [ 0. 0. 121. ]] | 2D array of the coordinates (x,y,z) of the blade reference axis, defined along blade span. The coordinate system is the one of BeamDyn: it is placed at blade root with x pointing the suction side of the blade, y pointing the trailing edge and z along the blade span. A standard configuration will have negative x values (prebend), if swept positive y values, and positive z values.
blade.outer_shape_bem.span_end | input |  | [] | 1D array of the positions along blade span where something (a DAC device?) starts and we want a grid point. Only values between 0 and 1 are meaningful.
blade.outer_shape_bem.span_ext | input |  | [] | 1D array of the extensions along blade span where something (a DAC device?) lives and we want a grid point. Only values between 0 and 1 are meaningful.
blade.pa.s_opt_twist | input |  | [0. 0.03448276 0.06896552 0.10344828 0.13793103 0.17241379 0.20689655 0.24137931 0.27586207 0.31034483 0.34482759 0.37931034 0.4137931 0.44827586 0.48275862 0.51724138 0.55172414 0.5862069 0.62068966 0.65517241 0.68965517 0.72413793 0.75862069 0.79310345 0.82758621 0.86206897 0.89655172 0.93103448 0.96551724 1. ] | 1D array of the non-dimensional spanwise grid defined along blade axis to optimize the blade twist angle
blade.pa.twist_opt | input | rad | [ 0. 0.71108204 0.71010059 0.62110926 0.48126332 0.35494216 0.26821741 0.21192099 0.18140141 0.15852501 0.13658278 0.11252435 0.08642306 0.06482777 0.04778457 0.03510491 0.02572079 0.01779535 0.00639055 -0.0069435 -0.01885381 -0.02725267 -0.03545553 -0.04197126 -0.04408781 -0.04456735 -0.04574229 -0.04908141 -0.05272335 -0.06340223] | 1D array of the twist angle being optimized at the n_opt locations.
blade.pa.s_opt_chord | input |  | [0. 0.03448276 0.06896552 0.10344828 0.13793103 0.17241379 0.20689655 0.24137931 0.27586207 0.31034483 0.34482759 0.37931034 0.4137931 0.44827586 0.48275862 0.51724138 0.55172414 0.5862069 0.62068966 0.65517241 0.68965517 0.72413793 0.75862069 0.79310345 0.82758621 0.86206897 0.89655172 0.93103448 0.96551724 1. ] | 1D array of the non-dimensional spanwise grid defined along blade axis to optimize the blade chord
blade.pa.chord_opt | input | m | [5. 5. 5.00260989 5.2480683 5.68201728 6.23616503 6.72749243 7. 7. 7. 6.98183684 6.87665127 6.68776951 6.4039089 6.04770743 5.69841438 5.41172253 5.15989218 4.90713585 4.65624341 4.39302948 4.10244436 3.84568831 3.62340492 3.39079802 3.13728849 2.90194672 2.65905396 2.40367374 1.19 ] | 1D array of the chord being optimized at the n_opt locations.
blade.ps.layer_thickness_original | input | m | [[0.0005 0.0005 0.0005 0.0005 0.0005 0.0005 0.0005 0.0005 0.0005 0.0005 0.0005 0.0005 0.0005 0.0005 0.0005 0.0005 0.0005 0.0005 0.0005 0.0005 0.0005 0.0005 0.0005 0.0005 0.0005 0.0005 0.0005 0.0005 0.0005 0.0005 ] [0.05 0.04081969 0.03226966 0.02415612 0.01564759 0.00867322 0.00473378 0.00312627 0.00227767 0.00203461 0.00200053 0.00200002 0.002 0.002 0.002 0.002 0.002 0.002 0.002 0.002 0.002 0.002 0.002 0.002 0.00180323 0.00131224 0.00104021 0.00100135 0.001 0.001 ] [0.0001 0.00438147 0.0150519 0.03035182 0.04746369 0.06362935 0.07611578 0.08317021 0.08937909 0.09450151 0.09777677 0.09841932 0.09739565 0.09512692 0.09226371 0.08925432 0.08635675 0.0832791 0.07972353 0.07549254 0.0699988 0.06112214 0.04860463 0.03545513 0.02466062 0.01776472 0.01194345 0.00691416 0.00324837 0.001 ] [0.0001 0.00438147 0.0150519 0.03035182 0.04746369 0.06362935 0.07611578 0.08317021 0.08937909 0.09450151 0.09777677 0.09841932 0.09739565 0.09512692 0.09226371 0.08925432 0.08635675 0.0832791 0.07972353 0.07549254 0.0699988 0.06112214 0.04860463 0.03545513 0.02466062 0.01776472 0.01194345 0.00691416 0.00324837 0.001 ] [0. 0. 0. 0.00299507 0.00294581 0.00289655 0.00284729 0.00279803 0.00274877 0.00269951 0.00265025 0.00260099 0.00255172 0.00250246 0.0024532 0.00240394 0.00235468 0.00230542 0.00225616 0.0022069 0.00215764 0.00210837 0.00205911 0.00200985 0. 0. 0. 0. 0. 0. ] [0. 0. 0. 0.0151551 0.02659419 0.03838054 0.04863375 0.05706524 0.06593926 0.07399829 0.07952219 0.08035564 0.07552905 0.06548829 0.05371052 0.04289912 0.03358001 0.02375535 0.01434111 0.00715383 0.00416067 0.00301727 0.0021994 0.00162397 0. 0. 0. 0. 0. 0. ] [0. 0. 0. 0.0151551 0.02659419 0.03838054 0.04863375 0.05706524 0.06593926 0.07399829 0.07952219 0.08035564 0.07552905 0.06548829 0.05371052 0.04289912 0.03358001 0.02375535 0.01434111 0.00715383 0.00416067 0.00301727 0.0021994 0.00162397 0. 0. 0. 0. 0. 0. ] [0. 0. 0. 0.05972906 0.0570197 0.05431034 0.05160099 0.04889163 0.04618227 0.04347291 0.04076355 0.03805419 0.03534483 0.03263547 0.02992611 0.02721675 0.02450739 0.02179803 0.01908867 0.01637931 0.01366995 0.01096059 0.00825123 0.00554187 0. 0. 0. 0. 0. 0. ] [0. 0. 0. 0.05972906 0.0570197 0.05431034 0.05160099 0.04889163 0.04618227 0.04347291 0.04076355 0.03805419 0.03534483 0.03263547 0.02992611 0.02721675 0.02450739 0.02179803 0.01908867 0.01637931 0.01366995 0.01096059 0.00825123 0.00554187 0. 0. 0. 0. 0. 0. ] [0. 0. 0. 0.05972906 0.0570197 0.05431034 0.05160099 0.04889163 0.04618227 0.04347291 0.04076355 0.03805419 0.03534483 0.03263547 0.02992611 0.02721675 0.02450739 0.02179803 0.01908867 0.01637931 0.01366995 0.01096059 0.00825123 0.00554187 0. 0. 0. 0. 0. 0. ] [0. 0. 0. 0.05972906 0.0570197 0.05431034 0.05160099 0.04889163 0.04618227 0.04347291 0.04076355 0.03805419 0.03534483 0.03263547 0.02992611 0.02721675 0.02450739 0.02179803 0.01908867 0.01637931 0.01366995 0.01096059 0.00825123 0.00554187 0. 0. 0. 0. 0. 0. ] [0.05 0.04081969 0.03226966 0.02415612 0.01564759 0.00867322 0.00473378 0.00312627 0.00227767 0.00203461 0.00200053 0.00200002 0.002 0.002 0.002 0.002 0.002 0.002 0.002 0.002 0.002 0.002 0.002 0.002 0.00180323 0.00131224 0.00104021 0.00100135 0.001 0.001 ] [0. 0. 0. 0.00199391 0.00193306 0.00187221 0.00181136 0.00175051 0.00168966 0.0016288 0.00156795 0.0015071 0.00144625 0.0013854 0.00132454 0.00126369 0.00120284 0.00114199 0.00108114 0.00102028 0.00095943 0.00089858 0.00083773 0.00077688 0.00071602 0.00065517 0.00059432 0.00053347 0. 0. ] [0. 0. 0. 0.04284584 0.04130426 0.03976268 0.0382211 0.03667951 0.03513793 0.03359635 0.03205477 0.03051318 0.0289716 0.02743002 0.02588844 0.02434686 0.02280527 0.02126369 0.01972211 0.01818053 0.01663895 0.01509736 0.01355578 0.0120142 0.01047262 0.00893103 0.00738945 0.00584787 0. 0. ] [0. 0. 0. 0.00199391 0.00193306 0.00187221 0.00181136 0.00175051 0.00168966 0.0016288 0.00156795 0.0015071 0.00144625 0.0013854 0.00132454 0.00126369 0.00120284 0.00114199 0.00108114 0.00102028 0.00095943 0.00089858 0.00083773 0.00077688 0.00071602 0.00065517 0.00059432 0.00053347 0. 0. ] [0. 0. 0. 0.00199391 0.00193306 0.00187221 0.00181136 0.00175051 0.00168966 0.0016288 0.00156795 0.0015071 0.00144625 0.0013854 0.00132454 0.00126369 0.00120284 0.00114199 0.00108114 0.00102028 0.00095943 0.00089858 0.00083773 0.00077688 0.00071602 0.00065517 0.00059432 0.00053347 0. 0. ] [0. 0. 0. 0.04284584 0.04130426 0.03976268 0.0382211 0.03667951 0.03513793 0.03359635 0.03205477 0.03051318 0.0289716 0.02743002 0.02588844 0.02434686 0.02280527 0.02126369 0.01972211 0.01818053 0.01663895 0.01509736 0.01355578 0.0120142 0.01047262 0.00893103 0.00738945 0.00584787 0. 0. ] [0. 0. 0. 0.00199391 0.00193306 0.00187221 0.00181136 0.00175051 0.00168966 0.0016288 0.00156795 0.0015071 0.00144625 0.0013854 0.00132454 0.00126369 0.00120284 0.00114199 0.00108114 0.00102028 0.00095943 0.00089858 0.00083773 0.00077688 0.00071602 0.00065517 0.00059432 0.00053347 0. 0. ]] | 2D array of the thickness of the layers of the blade structure. The first dimension represents each layer, the second dimension represents each entry along blade span.
blade.ps.s_opt_layer_0 | input |  | [0. 0.03448276 0.06896552 0.10344828 0.13793103 0.17241379 0.20689655 0.24137931 0.27586207 0.31034483 0.34482759 0.37931034 0.4137931 0.44827586 0.48275862 0.51724138 0.55172414 0.5862069 0.62068966 0.65517241 0.68965517 0.72413793 0.75862069 0.79310345 0.82758621 0.86206897 0.89655172 0.93103448 0.96551724 1. ]
blade.ps.layer_0_opt | input | m | [0.0005 0.0005 0.0005 0.0005 0.0005 0.0005 0.0005 0.0005 0.0005 0.0005 0.0005 0.0005 0.0005 0.0005 0.0005 0.0005 0.0005 0.0005 0.0005 0.0005 0.0005 0.0005 0.0005 0.0005 0.0005 0.0005 0.0005 0.0005 0.0005 0.0005]
blade.ps.s_opt_layer_1 | input |  | [0. 0.03448276 0.06896552 0.10344828 0.13793103 0.17241379 0.20689655 0.24137931 0.27586207 0.31034483 0.34482759 0.37931034 0.4137931 0.44827586 0.48275862 0.51724138 0.55172414 0.5862069 0.62068966 0.65517241 0.68965517 0.72413793 0.75862069 0.79310345 0.82758621 0.86206897 0.89655172 0.93103448 0.96551724 1. ]
blade.ps.layer_1_opt | input | m | [0.05 0.04081969 0.03226966 0.02415612 0.01564759 0.00867322 0.00473378 0.00312627 0.00227767 0.00203461 0.00200053 0.00200002 0.002 0.002 0.002 0.002 0.002 0.002 0.002 0.002 0.002 0.002 0.002 0.002 0.00180323 0.00131224 0.00104021 0.00100135 0.001 0.001 ]
blade.ps.s_opt_layer_2 | input |  | [0. 0.03448276 0.06896552 0.10344828 0.13793103 0.17241379 0.20689655 0.24137931 0.27586207 0.31034483 0.34482759 0.37931034 0.4137931 0.44827586 0.48275862 0.51724138 0.55172414 0.5862069 0.62068966 0.65517241 0.68965517 0.72413793 0.75862069 0.79310345 0.82758621 0.86206897 0.89655172 0.93103448 0.96551724 1. ]
blade.ps.layer_2_opt | input | m | [0.0001 0.00438147 0.0150519 0.03035182 0.04746369 0.06362935 0.07611578 0.08317021 0.08937909 0.09450151 0.09777677 0.09841932 0.09739565 0.09512692 0.09226371 0.08925432 0.08635675 0.0832791 0.07972353 0.07549254 0.0699988 0.06112214 0.04860463 0.03545513 0.02466062 0.01776472 0.01194345 0.00691416 0.00324837 0.001 ]
blade.ps.s_opt_layer_3 | input |  | [0. 0.03448276 0.06896552 0.10344828 0.13793103 0.17241379 0.20689655 0.24137931 0.27586207 0.31034483 0.34482759 0.37931034 0.4137931 0.44827586 0.48275862 0.51724138 0.55172414 0.5862069 0.62068966 0.65517241 0.68965517 0.72413793 0.75862069 0.79310345 0.82758621 0.86206897 0.89655172 0.93103448 0.96551724 1. ]
blade.ps.layer_3_opt | input | m | [0.0001 0.00438147 0.0150519 0.03035182 0.04746369 0.06362935 0.07611578 0.08317021 0.08937909 0.09450151 0.09777677 0.09841932 0.09739565 0.09512692 0.09226371 0.08925432 0.08635675 0.0832791 0.07972353 0.07549254 0.0699988 0.06112214 0.04860463 0.03545513 0.02466062 0.01776472 0.01194345 0.00691416 0.00324837 0.001 ]
blade.ps.s_opt_layer_4 | input |  | [0. 0.03448276 0.06896552 0.10344828 0.13793103 0.17241379 0.20689655 0.24137931 0.27586207 0.31034483 0.34482759 0.37931034 0.4137931 0.44827586 0.48275862 0.51724138 0.55172414 0.5862069 0.62068966 0.65517241 0.68965517 0.72413793 0.75862069 0.79310345 0.82758621 0.86206897 0.89655172 0.93103448 0.96551724 1. ]
blade.ps.layer_4_opt | input | m | [0. 0. 0. 0.00299507 0.00294581 0.00289655 0.00284729 0.00279803 0.00274877 0.00269951 0.00265025 0.00260099 0.00255172 0.00250246 0.0024532 0.00240394 0.00235468 0.00230542 0.00225616 0.0022069 0.00215764 0.00210837 0.00205911 0.00200985 0. 0. 0. 0. 0. 0. ]
blade.ps.s_opt_layer_5 | input |  | [0. 0.03448276 0.06896552 0.10344828 0.13793103 0.17241379 0.20689655 0.24137931 0.27586207 0.31034483 0.34482759 0.37931034 0.4137931 0.44827586 0.48275862 0.51724138 0.55172414 0.5862069 0.62068966 0.65517241 0.68965517 0.72413793 0.75862069 0.79310345 0.82758621 0.86206897 0.89655172 0.93103448 0.96551724 1. ]
blade.ps.layer_5_opt | input | m | [0. 0. 0. 0.0151551 0.02659419 0.03838054 0.04863375 0.05706524 0.06593926 0.07399829 0.07952219 0.08035564 0.07552905 0.06548829 0.05371052 0.04289912 0.03358001 0.02375535 0.01434111 0.00715383 0.00416067 0.00301727 0.0021994 0.00162397 0. 0. 0. 0. 0. 0. ]
blade.ps.s_opt_layer_6 | input |  | [0. 0.03448276 0.06896552 0.10344828 0.13793103 0.17241379 0.20689655 0.24137931 0.27586207 0.31034483 0.34482759 0.37931034 0.4137931 0.44827586 0.48275862 0.51724138 0.55172414 0.5862069 0.62068966 0.65517241 0.68965517 0.72413793 0.75862069 0.79310345 0.82758621 0.86206897 0.89655172 0.93103448 0.96551724 1. ]
blade.ps.layer_6_opt | input | m | [0. 0. 0. 0.0151551 0.02659419 0.03838054 0.04863375 0.05706524 0.06593926 0.07399829 0.07952219 0.08035564 0.07552905 0.06548829 0.05371052 0.04289912 0.03358001 0.02375535 0.01434111 0.00715383 0.00416067 0.00301727 0.0021994 0.00162397 0. 0. 0. 0. 0. 0. ]
blade.ps.s_opt_layer_7 | input |  | [0. 0.03448276 0.06896552 0.10344828 0.13793103 0.17241379 0.20689655 0.24137931 0.27586207 0.31034483 0.34482759 0.37931034 0.4137931 0.44827586 0.48275862 0.51724138 0.55172414 0.5862069 0.62068966 0.65517241 0.68965517 0.72413793 0.75862069 0.79310345 0.82758621 0.86206897 0.89655172 0.93103448 0.96551724 1. ]
blade.ps.layer_7_opt | input | m | [0. 0. 0. 0.05972906 0.0570197 0.05431034 0.05160099 0.04889163 0.04618227 0.04347291 0.04076355 0.03805419 0.03534483 0.03263547 0.02992611 0.02721675 0.02450739 0.02179803 0.01908867 0.01637931 0.01366995 0.01096059 0.00825123 0.00554187 0. 0. 0. 0. 0. 0. ]
blade.ps.s_opt_layer_8 | input |  | [0. 0.03448276 0.06896552 0.10344828 0.13793103 0.17241379 0.20689655 0.24137931 0.27586207 0.31034483 0.34482759 0.37931034 0.4137931 0.44827586 0.48275862 0.51724138 0.55172414 0.5862069 0.62068966 0.65517241 0.68965517 0.72413793 0.75862069 0.79310345 0.82758621 0.86206897 0.89655172 0.93103448 0.96551724 1. ]
blade.ps.layer_8_opt | input | m | [0. 0. 0. 0.05972906 0.0570197 0.05431034 0.05160099 0.04889163 0.04618227 0.04347291 0.04076355 0.03805419 0.03534483 0.03263547 0.02992611 0.02721675 0.02450739 0.02179803 0.01908867 0.01637931 0.01366995 0.01096059 0.00825123 0.00554187 0. 0. 0. 0. 0. 0. ]
blade.ps.s_opt_layer_9 | input |  | [0. 0.03448276 0.06896552 0.10344828 0.13793103 0.17241379 0.20689655 0.24137931 0.27586207 0.31034483 0.34482759 0.37931034 0.4137931 0.44827586 0.48275862 0.51724138 0.55172414 0.5862069 0.62068966 0.65517241 0.68965517 0.72413793 0.75862069 0.79310345 0.82758621 0.86206897 0.89655172 0.93103448 0.96551724 1. ]
blade.ps.layer_9_opt | input | m | [0. 0. 0. 0.05972906 0.0570197 0.05431034 0.05160099 0.04889163 0.04618227 0.04347291 0.04076355 0.03805419 0.03534483 0.03263547 0.02992611 0.02721675 0.02450739 0.02179803 0.01908867 0.01637931 0.01366995 0.01096059 0.00825123 0.00554187 0. 0. 0. 0. 0. 0. ]
blade.ps.s_opt_layer_10 | input |  | [0. 0.03448276 0.06896552 0.10344828 0.13793103 0.17241379 0.20689655 0.24137931 0.27586207 0.31034483 0.34482759 0.37931034 0.4137931 0.44827586 0.48275862 0.51724138 0.55172414 0.5862069 0.62068966 0.65517241 0.68965517 0.72413793 0.75862069 0.79310345 0.82758621 0.86206897 0.89655172 0.93103448 0.96551724 1. ]
blade.ps.layer_10_opt | input | m | [0. 0. 0. 0.05972906 0.0570197 0.05431034 0.05160099 0.04889163 0.04618227 0.04347291 0.04076355 0.03805419 0.03534483 0.03263547 0.02992611 0.02721675 0.02450739 0.02179803 0.01908867 0.01637931 0.01366995 0.01096059 0.00825123 0.00554187 0. 0. 0. 0. 0. 0. ]
blade.ps.s_opt_layer_11 | input |  | [0. 0.03448276 0.06896552 0.10344828 0.13793103 0.17241379 0.20689655 0.24137931 0.27586207 0.31034483 0.34482759 0.37931034 0.4137931 0.44827586 0.48275862 0.51724138 0.55172414 0.5862069 0.62068966 0.65517241 0.68965517 0.72413793 0.75862069 0.79310345 0.82758621 0.86206897 0.89655172 0.93103448 0.96551724 1. ]
blade.ps.layer_11_opt | input | m | [0.05 0.04081969 0.03226966 0.02415612 0.01564759 0.00867322 0.00473378 0.00312627 0.00227767 0.00203461 0.00200053 0.00200002 0.002 0.002 0.002 0.002 0.002 0.002 0.002 0.002 0.002 0.002 0.002 0.002 0.00180323 0.00131224 0.00104021 0.00100135 0.001 0.001 ]
blade.ps.s_opt_layer_12 | input |  | [0. 0.03448276 0.06896552 0.10344828 0.13793103 0.17241379 0.20689655 0.24137931 0.27586207 0.31034483 0.34482759 0.37931034 0.4137931 0.44827586 0.48275862 0.51724138 0.55172414 0.5862069 0.62068966 0.65517241 0.68965517 0.72413793 0.75862069 0.79310345 0.82758621 0.86206897 0.89655172 0.93103448 0.96551724 1. ]
blade.ps.layer_12_opt | input | m | [0. 0. 0. 0.00199391 0.00193306 0.00187221 0.00181136 0.00175051 0.00168966 0.0016288 0.00156795 0.0015071 0.00144625 0.0013854 0.00132454 0.00126369 0.00120284 0.00114199 0.00108114 0.00102028 0.00095943 0.00089858 0.00083773 0.00077688 0.00071602 0.00065517 0.00059432 0.00053347 0. 0. ]
blade.ps.s_opt_layer_13 | input |  | [0. 0.03448276 0.06896552 0.10344828 0.13793103 0.17241379 0.20689655 0.24137931 0.27586207 0.31034483 0.34482759 0.37931034 0.4137931 0.44827586 0.48275862 0.51724138 0.55172414 0.5862069 0.62068966 0.65517241 0.68965517 0.72413793 0.75862069 0.79310345 0.82758621 0.86206897 0.89655172 0.93103448 0.96551724 1. ]
blade.ps.layer_13_opt | input | m | [0. 0. 0. 0.04284584 0.04130426 0.03976268 0.0382211 0.03667951 0.03513793 0.03359635 0.03205477 0.03051318 0.0289716 0.02743002 0.02588844 0.02434686 0.02280527 0.02126369 0.01972211 0.01818053 0.01663895 0.01509736 0.01355578 0.0120142 0.01047262 0.00893103 0.00738945 0.00584787 0. 0. ]
blade.ps.s_opt_layer_14 | input |  | [0. 0.03448276 0.06896552 0.10344828 0.13793103 0.17241379 0.20689655 0.24137931 0.27586207 0.31034483 0.34482759 0.37931034 0.4137931 0.44827586 0.48275862 0.51724138 0.55172414 0.5862069 0.62068966 0.65517241 0.68965517 0.72413793 0.75862069 0.79310345 0.82758621 0.86206897 0.89655172 0.93103448 0.96551724 1. ]
blade.ps.layer_14_opt | input | m | [0. 0. 0. 0.00199391 0.00193306 0.00187221 0.00181136 0.00175051 0.00168966 0.0016288 0.00156795 0.0015071 0.00144625 0.0013854 0.00132454 0.00126369 0.00120284 0.00114199 0.00108114 0.00102028 0.00095943 0.00089858 0.00083773 0.00077688 0.00071602 0.00065517 0.00059432 0.00053347 0. 0. ]
blade.ps.s_opt_layer_15 | input |  | [0. 0.03448276 0.06896552 0.10344828 0.13793103 0.17241379 0.20689655 0.24137931 0.27586207 0.31034483 0.34482759 0.37931034 0.4137931 0.44827586 0.48275862 0.51724138 0.55172414 0.5862069 0.62068966 0.65517241 0.68965517 0.72413793 0.75862069 0.79310345 0.82758621 0.86206897 0.89655172 0.93103448 0.96551724 1. ]
blade.ps.layer_15_opt | input | m | [0. 0. 0. 0.00199391 0.00193306 0.00187221 0.00181136 0.00175051 0.00168966 0.0016288 0.00156795 0.0015071 0.00144625 0.0013854 0.00132454 0.00126369 0.00120284 0.00114199 0.00108114 0.00102028 0.00095943 0.00089858 0.00083773 0.00077688 0.00071602 0.00065517 0.00059432 0.00053347 0. 0. ]
blade.ps.s_opt_layer_16 | input |  | [0. 0.03448276 0.06896552 0.10344828 0.13793103 0.17241379 0.20689655 0.24137931 0.27586207 0.31034483 0.34482759 0.37931034 0.4137931 0.44827586 0.48275862 0.51724138 0.55172414 0.5862069 0.62068966 0.65517241 0.68965517 0.72413793 0.75862069 0.79310345 0.82758621 0.86206897 0.89655172 0.93103448 0.96551724 1. ]
blade.ps.layer_16_opt | input | m | [0. 0. 0. 0.04284584 0.04130426 0.03976268 0.0382211 0.03667951 0.03513793 0.03359635 0.03205477 0.03051318 0.0289716 0.02743002 0.02588844 0.02434686 0.02280527 0.02126369 0.01972211 0.01818053 0.01663895 0.01509736 0.01355578 0.0120142 0.01047262 0.00893103 0.00738945 0.00584787 0. 0. ]
blade.ps.s_opt_layer_17 | input |  | [0. 0.03448276 0.06896552 0.10344828 0.13793103 0.17241379 0.20689655 0.24137931 0.27586207 0.31034483 0.34482759 0.37931034 0.4137931 0.44827586 0.48275862 0.51724138 0.55172414 0.5862069 0.62068966 0.65517241 0.68965517 0.72413793 0.75862069 0.79310345 0.82758621 0.86206897 0.89655172 0.93103448 0.96551724 1. ]
blade.ps.layer_17_opt | input | m | [0. 0. 0. 0.00199391 0.00193306 0.00187221 0.00181136 0.00175051 0.00168966 0.0016288 0.00156795 0.0015071 0.00144625 0.0013854 0.00132454 0.00126369 0.00120284 0.00114199 0.00108114 0.00102028 0.00095943 0.00089858 0.00083773 0.00077688 0.00071602 0.00065517 0.00059432 0.00053347 0. 0. ]
high_level_tower_props.tower_ref_axis_user | input | m | [[ 0. 0. 15.] [ 0. 0. 50.] [ 0. 0. 100.] [ 0. 0. 130.] [ 0. 0. 158.]] | 2D array of the coordinates (x,y,z) of the tower reference axis. The coordinate system is the global coordinate system of OpenFAST: it is placed at tower base with x pointing downwind, y pointing on the side and z pointing vertically upwards. A standard tower configuration will have zero x and y values and positive z values.
high_level_tower_props.distance_tt_hub | input | m | [5.614] | Vertical distance from tower top to hub center.
high_level_tower_props.hub_height_user | input | m | [161.] | Height of the hub specified by the user.
hub.diameter | output | m | [10.]
materials.rho_fiber | output | kg/m**3 | [ 0. 0. 0. 0. 2535.5 1800. 2535.5 2535.5 0. 0. 0. ] | 1D array of the density of the fibers of the materials.
materials.rho | output | kg/m**3 | [1235. 7800. 7850. 7200. 1940. 1220. 1940. 1940. 130. 1150. 1100.] | 1D array of the density of the materials. For composites, this is the density of the laminate.
materials.rho_area_dry | output | kg/m**2 | [0. 0. 0. 0. 7.22716222 1. 1.44543244 1.44543244 0. 0. 0. ] | 1D array of the dry aerial density of the composite fabrics. Non-composite materials are kept at 0.
materials.ply_t_from_yaml | output | m | [0.0005 0. 0. 0. 0.005 0.00515873 0.001 0.001 0. 0. 0. ] | 1D array of the ply thicknesses of the materials. Non-composite materials are kept at 0.
materials.fvf_from_yaml | output |  | [0. 0. 0. 0. 0.57 0.10769231 0.57 0.57 0. 0. 0. ] | 1D array of the non-dimensional fiber volume fraction of the composite materials. Non-composite materials are kept at 0.
materials.fwf_from_yaml | output |  | [0. 0. 0. 0. 0.74506827 0.15889029 0.74506827 0.74506827 0. 0. 0. ] | 1D array of the non-dimensional fiber weight- fraction of the composite materials. Non-composite materials are kept at 0.
materials.name | output | Unavailable | ['Gelcoat', 'steel', 'steel_drive', 'cast_iron', 'glass_uni', 'CarbonUD', 'glass_biax', 'glass_triax', 'medium_density_foam', 'resin', 'adhesive'] | 1D array of names of materials.
materials.component_id | output | Unavailable | [ 0. -1. -1. -1. 5. 4. 3. 2. 1. -1. -1.] | 1D array of flags to set whether a material is used in a blade: 0 - coating, 1 - sandwich filler , 2 - shell skin, 3 - shear webs, 4 - spar caps, 5 - TE/LE reinf.
monopile.ref_axis | input | m | [[ 0. 0. -70.] [ 0. 0. -40.] [ 0. 0. -25.] [ 0. 0. -10.] [ 0. 0. 0.] [ 0. 0. 10.] [ 0. 0. 15.]] | 2D array of the coordinates (x,y,z) of the tower reference axis. The coordinate system is the global coordinate system of OpenFAST: it is placed at tower base with x pointing downwind, y pointing on the side and z pointing vertically upwards. A standard tower configuration will have zero x and y values and positive z values.
financese.tcc_per_kW | intermediate | USD/kW | [936.07060822]
financese.bos_per_kW | intermediate | USD/kW | [3166.08813933]
financese.turbine_aep | intermediate | kW*h | [97534839.5835982]
orbit.site_mean_windspeed | intermediate | m/s | [10.] | Mean windspeed of the site.
orbit.turbine_rated_windspeed | intermediate | m/s | [11.4562136] | Rated windspeed of the turbine.
orbit.turbine_capex | intermediate | USD/kW | [936.07060822] | Turbine CAPEX
orbit.hub_height | intermediate | m | [161.] | Turbine hub height.
orbit.turbine_rotor_diameter | intermediate | m | [270.] | Turbine rotor diameter.
orbit.tower_mass | intermediate | t | [1332.93450828] | mass of the total tower.
orbit.tower_length | intermediate | m | [140.386] | Total length of the tower.
orbit.nacelle_mass | intermediate | t | [687.52015925] | mass of the rotor nacelle assembly (RNA).
orbit.blade_mass | intermediate | t | [79.26702689] | mass of an individual blade.
orbit.monopile_length | intermediate | m | [85.] | Length of monopile (including pile).
orbit.monopile_mass | intermediate | t | [2117.34141658] | mass of an individual monopile.
orbit.monopile_cost | intermediate | USD | [5380582.2007483] | Monopile unit cost.
outputs_2_screen.aep | intermediate | GW*h | [97.53483958]
outputs_2_screen.blade_mass | intermediate | kg | [79267.02689016]
outputs_2_screen.lcoe | intermediate | USD/MW/h | [88.46815002]
outputs_2_screen.tip_deflection | intermediate | m | [22.802675]
drivese.bear1.D_bearing | intermediate | m | [0.3]
drivese.bear2.D_bearing | intermediate | m | [0.3]
drivese.rotor_diameter | intermediate | m | [270.]
drivese.rated_torque | intermediate | N*m | [29440070.5489963]
drivese.s_rotor | output | m | [2.3]
drivese.s_gearbox | output | m | [0.]
drivese.lss_spring_constant | output | N*m/rad | [5.11409396e+10]
drivese.blades_I | intermediate | kg*m**2 | [5.49199065e+08 2.74599532e+08 2.74599532e+08 0.00000000e+00 0.00000000e+00 0.00000000e+00]
drivese.hub_system_I | output | kg*m**2 | [2089018.80383874 1356231.59610663 1356231.59610663 0. 0. 0. ]
drivese.generator.u_allow_s | output | m | [0.00087146]
drivese.generator.u_as | output | m | [0.00365999]
drivese.generator.z_allow_s | output | m | [0.]
drivese.generator.z_as | output | m | [0.]
drivese.generator.y_allow_s | output | m | [0.02400269]
drivese.generator.y_as | output | m | [0.03276089]
drivese.generator.b_allow_s | output | m | [0.]
drivese.generator.u_allow_r | output | m | [0.00087146]
drivese.generator.u_ar | output | m | [0.00120579]
drivese.generator.y_allow_r | output | m | [0.02425382]
drivese.generator.y_ar | output | m | [0.03531736]
drivese.generator.z_allow_r | output | m | [0.]
drivese.generator.z_ar | output | m | [0.]
drivese.generator.b_allow_r | output | m | [0.]
drivese.generator.TC1 | output | m**3 | [78.09221255]
drivese.generator.TC2r | output | m**3 | [68.35333691]
drivese.generator.TC2s | output | m**3 | [62.82286505]
drivese.generator.B_g | output | T | [1.38963289]
drivese.generator.B_smax | output | T | [0.03341583]
drivese.generator.K_rad | output |  | [0.2184466]
drivese.generator.D_ratio | output |  | [0.]
drivese.generator.shaft_rpm | intermediate | rpm | [5. 5.09145789 5.18291579 5.27437368 5.36583157 5.45728947 5.54874736 5.64020526 5.73166315 5.82312104 5.91457894 6.00603683 6.09749472 6.18895262 6.28041051 6.3718684 6.4633263 6.55478419 6.64624208 6.73769998]
drivese.generator.eandm_efficiency | output |  | [0.98623481 0.98560405 0.98503494 0.98452097 0.98405641 0.98360431 0.98322203 0.98284023 0.98252477 0.98220012 0.98193914 0.98166108 0.98140247 0.9811615 0.98093654 0.9807261 0.98052886 0.98034359 0.98016919 0.97995705]
drivese.generator.Copper | output | kg | [11825.08024878]
drivese.generator.Iron | output | kg | [189977.5506659]
drivese.generator.mass_PM | output | kg | [43625.60079317]
drivese.generator.Structural_mass | output | kg | [127267.08652297]
drivese.generator.E | intermediate | Pa | [2.05e+11]
drivese.generator.G | intermediate | Pa | [8.e+10]
drivese.generator.v | output |  | [0.28125]
drivese.generator.P_mech | intermediate | W | [20772039.16719633]
drivese.generator.y_sh | intermediate | m | [0.00010202]
drivese.generator.theta_sh | intermediate | rad | [0.00017418]
drivese.generator.y_bd | intermediate | m | [0.00135015]
drivese.generator.theta_bd | intermediate | rad | [0.0002981]
drivese.generator.R_out | output | m | [5.30871922]
drivese.generator_stator_mass | output | kg | [242346.06860154]
drivese.generator_rotor_mass | output | kg | [130349.24962928]
drivese.generator_mass | output | kg | [372695.31823082]
drivese.pitch_mass | output | kg | [58899.10670108]
drivese.pitch_cost | output | USD | [0.]
drivese.pitch_I | output | kg*m**2 | [1472477.66752697 736238.83376348 736238.83376348 0. 0. 0. ]
drivese.hub_mass | output | kg | [30224.77549275]
drivese.hub_cost | output | USD | [15112.38774637]
drivese.hub_cm | output | m | [4.19015632]
drivese.hub_I | output | kg*m**2 | [503746.25821242 503746.25821242 503746.25821242 0. 0. 0. ]
drivese.spinner_mass | output | kg | [5593.13445121]
drivese.spinner_cost | output | kg | [9786.91876915]
drivese.spinner_cm | output | m | [5.]
drivese.spinner_I | output | kg*m**2 | [112794.87809936 112794.87809936 112794.87809936 0. 0. 0. ]
drivese.hub_shell.rho | intermediate | kg/m**3 | [7200.]
drivese.max_torque | output | N*m | [77499708.85547753]
drivese.hub_shell.Xy | intermediate | Pa | [2.65e+08]
drivese.hub_shell.metal_cost | intermediate | USD/kg | [0.5]
drivese.blade_root_diameter | intermediate | m | [5.]
drivese.rated_rpm | intermediate | rpm | [6.73769998]
drivese.blade_mass | intermediate | kg | [79267.02689016]
drivese.pitch_system.rho | intermediate | kg/m**3 | [7850.]
drivese.pitch_system.Xy | intermediate | Pa | [4.85e+08]
drivese.pitch_system.BRFM | intermediate | N*m | [-1.28548314e+08]
drivese.spinner_gust_ws | intermediate | m/s | [70.]
drivese.spinner.composite_Xt | intermediate | Pa | [38100000.]
drivese.spinner.composite_rho | intermediate | kg/m**3 | [1940.]
drivese.spinner.Xy | intermediate | Pa | [4.85e+08]
drivese.spinner.metal_rho | intermediate | kg/m**3 | [7850.]
drivese.spinner.composite_cost | intermediate | USD/kg | [1.87]
drivese.spinner.metal_cost | intermediate | USD/kg | [0.9]
drivese.lss_rho | output | kg/m**3 | [7850.]
drivese.bedplate_rho | output | kg/m**3 | [7850.]
drivese.s_lss | output | m | [0.3 0.8 1.3 2.3 3.3]
drivese.hub_system_mass | output | kg | [94717.01664503]
drivese.hub_system_cm | output | m | [4.2379784]
drivese.F_hub | intermediate | N | [[4554998.12725405] [ 18881.56429097] [ 45087.70255123]]
drivese.M_hub | intermediate | N*m | [[99265157.24848835] [ 2904050.87943448] [12856961.7719253 ]]
drivese.s_mb1 | output | m | [1.3]
drivese.s_mb2 | output | m | [0.3]
drivese.generator_rotor_I | output | kg*m**2 | [1836783.84560065 972876.63394496 972876.63394496]
drivese.gearbox_mass | output | kg | [0.]
drivese.gearbox_I | output | kg*m**2 | [0. 0. 0.]
drivese.brake_mass | output | kg | [35916.88606978]
drivese.brake_I | output | kg*m**2 | [32729.26243108 16364.63121554 16364.63121554]
drivese.carrier_mass | output | kg | [0.]
drivese.carrier_I | output | kg*m**2 | [0. 0. 0.]
drivese.lss_E | output | Pa | [2.05e+11]
drivese.lss_G | output | Pa | [8.e+10]
drivese.lss_Xy | output | Pa | [4.85e+08]
drivese.H_bedplate | output | m | [4.74641375]
drivese.L_bedplate | output | m | [3.77676827]
drivese.R_generator | intermediate | m | [5.30871922]
drivese.generator_cm | intermediate | m | [1.225]
drivese.rho_fiberglass | intermediate | kg/m**3 | [1940.]
drivese.rho_castiron | intermediate | kg/m**3 | [7200.]
drivese.mb1_mass | intermediate | kg | [48092.00178654]
drivese.mb1_cm | intermediate | m | [1.3]
drivese.mb1_I | intermediate | kg*m**2 | [59002.87469186 29771.95485598 29771.95485598]
drivese.mb2_mass | intermediate | kg | [13479.28387693]
drivese.mb2_cm | intermediate | m | [0.3]
drivese.mb2_I | intermediate | kg*m**2 | [16537.39640651 8344.51917506 8344.51917506]
drivese.gearbox_cm | intermediate | m | [0.]
drivese.hss_mass | output | kg | [0.]
drivese.hss_cm | output | m | [0.]
drivese.hss_I | output | kg*m**2 | [0. 0. 0.]
drivese.brake_cm | output | m | [2.3]
drivese.generator_I | output | kg*m**2 | [5251742.85087387 2781654.42239714 2781654.42239714]
drivese.generator_stator_I | output | kg*m**2 | [3414959.00527322 1808777.78845218 1808777.78845218]
drivese.nose_mass | output | kg | [6732.59013628]
drivese.nose_cm | output | m | [0.65]
drivese.nose_I | output | kg*m**2 | [7439.51210058 4667.92916115 4667.92916115]
drivese.lss_mass | output | kg | [21455.50702769]
drivese.lss_cm | output | m | [1.8]
drivese.lss_I | output | kg*m**2 | [45163.84229329 38673.55141741 38673.55141741]
drivese.converter_mass | output | kg | [15877.6]
drivese.converter_cm | output | m | [0. 5.025 2.025]
drivese.converter_I | output | kg*m**2 | [43405.389 43405.389 43405.389]
drivese.transformer_mass | output | kg | [40210.]
drivese.transformer_cm | output | m | [ 0. -5.025 2.025]
drivese.transformer_I | output | kg*m**2 | [109924.0875 109924.0875 109924.0875]
drivese.yaw_mass | output | kg | [27010.98026542]
drivese.yaw_cm | output | m | [0. 0. 0.]
drivese.yaw_I | output | kg*m**2 | [0. 0. 0.]
drivese.bedplate_mass | output | kg | [33954.33597653]
drivese.bedplate_cm | output | m | [-0.88533715 0. 2.40314516]
drivese.bedplate_I | output | kg*m**2 | [388100.94902959 426951.50388173 247988.45095814 0. 87515.58729723 0. ]
drivese.hvac_mass | output | kg | [12508.37496801]
drivese.hvac_cm | output | m | [1.225]
drivese.hvac_I | output | m | [198290.96664513 99145.48332256 99145.48332256]
drivese.platform_mass | output | kg | [41472.]
drivese.platform_cm | output | m | [0. 0. 0.]
drivese.platform_I | output | m | [497669.5296 497669.5296 995328. ]
drivese.cover_mass | output | kg | [18115.28091561]
drivese.cover_cm | output | m | [-0.18883841 0. 5.83959114]
drivese.cover_I | output | m | [1409.27009995 954.89434044 954.89434044]
drivese.x_bedplate | output | m | [ 0. -0.03844206 -0.15298565 -0.34129901 -0.59954862 -0.92247726 -1.30351103 -1.73489318 -2.20784203 -2.71272969 -3.2392781 -3.77676827]
drivese.constr_height | output | m | [4.74641375]
drivese.s_nose | output | m | [0. 0.15 0.3 0.8 1.3 ]
drivese.z_bedplate | output | m | [0. 0.67548511 1.33721928 1.97173153 2.56610501 3.10824 3.58710017 3.99293734 4.31748981 4.55415065 4.69810211 4.74641375]
drivese.x_bedplate_inner | output | m | [-3. -3.00790638 -3.03146457 -3.070195 -3.12330922 -3.18972598 -3.26809323 -3.35681564 -3.45408707 -3.55792736 -3.66622262 -3.77676827]
drivese.z_bedplate_inner | output | m | [0. 0.51893878 1.02731347 1.51477502 1.97140011 2.38789319 2.75577564 3.06755845 3.31689462 3.49870838 3.60929852 3.64641375]
drivese.x_bedplate_outer | output | m | [ 3. 2.93102227 2.72549327 2.38759697 1.92421198 1.34477147 0.66107117 -0.11297073 -0.96159699 -1.86753202 -2.81233359 -3.77676827]
drivese.z_bedplate_outer | output | m | [0. 0.83203143 1.6471251 2.42868805 3.16080991 3.8285868 4.41842471 4.91831623 5.31808501 5.60959292 5.78690569 5.84641375]
drivese.D_bedplate | output | m | [6. 5.94717584 5.79022711 5.53378083 5.1857657 4.75786351 4.26646632 3.73467992 3.19644643 2.70430582 2.33903815 2.2 ]
drivese.t_bedplate | output | m | [0.05 0.05 0.05 0.05 0.05 0.05 0.05 0.05 0.05 0.05 0.05 0.05]
drivese.mb1_max_defl_ang | intermediate | rad | [0.00872665]
drivese.mb2_max_defl_ang | intermediate | rad | [0.078]
drivese.s_stator | output | m | [0.15]
drivese.F_mb1 | output | N | [[ 4265487.03165888] [ 18881.56429097] [-2709426.37674501]]
drivese.F_mb2 | output | N | [[-0.] [-0.] [-0.]]
drivese.M_mb1 | output | N*m | [[-0.] [-0.] [-0.]]
drivese.M_mb2 | output | N*m | [[ -0. ] [ 3860895.76357937] [12820343.88988061]]
drivese.other_mass | output | kg | [155194.23614904]
drivese.bedplate_E | output | Pa | [2.05e+11]
drivese.bedplate_G | output | Pa | [8.e+10]
drivese.bedplate_Xy | output | Pa | [4.85e+08]
drivese.L_drive | output | m | [3.3]
drivese.shaft_start | output | m | [-3.77676827 0. 4.74641375]
drivese.blades_mass | intermediate | kg | [237801.08067048]
drivese.nacelle_mass | output | kg | [687520.1592536]
drivese.blades_cm | intermediate | m | [2.97233054]
drivese.nacelle_cm | output | m | [-3.81568779 -0.17784251 4.06565457]
drivese.nacelle_I_TT | output | kg*m**2 | [2.12427632e+07 3.04609890e+07 1.90207612e+07 7.49566627e+02 1.25396908e+07 2.46798707e+05]
drivese.yaw.rho | intermediate | kg/m**3 | [7850.]
fixedse.env.distLoads.windLoads_Px | intermediate | N/m | [ 0. 0. 0. 0. 0. 0. 0. 0. 0. 0. 0. 0. 0. 796.42386983 940.82495745 1038.43078066 1078.44674535 1114.50700459 1147.44032523]
fixedse.env.distLoads.windLoads_Py | intermediate | N/m | [0. 0. 0. 0. 0. 0. 0. 0. 0. 0. 0. 0. 0. 0. 0. 0. 0. 0. 0.]
fixedse.env.distLoads.windLoads_Pz | intermediate | N/m | [0. 0. 0. 0. 0. 0. 0. 0. 0. 0. 0. 0. 0. 0. 0. 0. 0. 0. 0.]
fixedse.env.distLoads.windLoads_qdyn | intermediate | N/m**2 | [ 0. 0. 0. 0. 0. 0. 0. 0. 0. 0. 0. 0. 0. 103.41368801 122.13080663 134.6130386 139.68647471 144.23558636 148.37100206]
fixedse.env.distLoads.windLoads_z | intermediate | m | [-70. -60. -50. -40. -35. -30. -25. -20. -15. -10. -6.66666667 -3.33333333 0. 3.33333333 6.66666667 10. 11.66666667 13.33333333 15. ]
fixedse.env.distLoads.windLoads_beta | intermediate | deg | [0.]
fixedse.env.distLoads.waveLoads_Px | intermediate | N/m | [ 0. 0. 0. 30974.55430283 31871.91514184 34620.99320849 39398.548849 46516.76572879 56446.05467055 69875.24006445 81254.77857179 95051.02579361 111836.96771038 0. 0. 0. 0. 0. 0. ]
fixedse.env.distLoads.waveLoads_Py | intermediate | N/m | [0. 0. 0. 0. 0. 0. 0. 0. 0. 0. 0. 0. 0. 0. 0. 0. 0. 0. 0.]
fixedse.env.distLoads.waveLoads_Pz | intermediate | N/m | [0. 0. 0. 0. 0. 0. 0. 0. 0. 0. 0. 0. 0. 0. 0. 0. 0. 0. 0.]
fixedse.env.distLoads.waveLoads_qdyn | intermediate | N/m**2 | [ 0. 0. 0. 408895.04657894 358832.00706253 309169.72463927 259944.9735049 211222.19496991 163098.61556212 115712.26631898 84622.50374015 54016.71506028 23984.69667347 0. 0. 0. 0. 0. 0. ]
fixedse.env.distLoads.waveLoads_z | intermediate | m | [-70. -60. -50. -40. -35. -30. -25. -20. -15. -10. -6.66666667 -3.33333333 0. 3.33333333 6.66666667 10. 11.66666667 13.33333333 15. ]
fixedse.env.distLoads.waveLoads_beta | intermediate | deg | [0.]
fixedse.z_global | output | m | [-70. -60. -50. -40. -35. -30. -25. -20. -15. -10. -6.66666667 -3.33333333 0. 3.33333333 6.66666667 10. 11.66666667 13.33333333 15. ]
fixedse.env.waveLoads.U | intermediate | m/s | [0. 0. 0. 0.46567523 0.4787013 0.51850824 0.58732305 0.68899556 0.82921383 1.01582234 1.17103251 1.35528475 1.57314861 0. 0. 0. 0. 0. 0. ]
fixedse.env.waveLoads.A | intermediate | m/s**2 | [0. 0. 0. 0.30962156 0.31828243 0.34474956 0.39050366 0.45810442 0.55133377 0.67540741 0.77860468 0.90111167 1.04596658 0. 0. 0. 0. 0. 0. ]
fixedse.env.waveLoads.p | intermediate | N/m**2 | [ 0. 0. 0. 408783.90920109 358714.56516003 309031.93860788 259768.18746945 210978.90359372 162746.22283177 115183.42011509 83919.7037073 53075.35671825 22716.363445 0. 0. 0. 0. 0. 0. ]
fixedse.outer_diameter_full | output | m | [11. 11. 11. 11. 11. 11. 11. 11. 11. 11. 11. 11. 11. 11. 11. 11. 11. 11. 11.]
fixedse.env.Uref | intermediate | m/s | [20.69234079]
fixedse.wind_reference_height | intermediate | m | [161.]
fixedse.env.windLoads.U | intermediate | m/s | [ 0. 0. 0. 0. 0. 0. 0. 0. 0. 0. 0. 0. 0. 12.99379368 14.12080859 14.82485715 15.10164066 15.34557498 15.56400883]
fixedse.joint1 | output | m | [ 0. 0. -70.]
fixedse.joint2 | output | m | [ 0. 0. 15.]
fixedse.s_full | output | m | [0. 0.11764706 0.23529412 0.35294118 0.41176471 0.47058824 0.52941176 0.58823529 0.64705882 0.70588235 0.74509804 0.78431373 0.82352941 0.8627451 0.90196078 0.94117647 0.96078431 0.98039216 1. ]
fixedse.g2e.Px_global | intermediate | N/m | [ 0. 0. 0. 30974.55430283 31871.91514184 34620.99320849 39398.548849 46516.76572879 56446.05467055 69875.24006445 81254.77857179 95051.02579361 111836.96771038 796.42386983 940.82495745 1038.43078066 1078.44674535 1114.50700459 1147.44032523]
fixedse.g2e.Py_global | intermediate | N/m | [0. 0. 0. 0. 0. 0. 0. 0. 0. 0. 0. 0. 0. 0. 0. 0. 0. 0. 0.]
fixedse.g2e.Pz_global | intermediate | N/m | [0. 0. 0. 0. 0. 0. 0. 0. 0. 0. 0. 0. 0. 0. 0. 0. 0. 0. 0.]
fixedse.g2e.qdyn_global | intermediate | Pa | [0.00000000e+00 0.00000000e+00 0.00000000e+00 4.08895047e+05 3.58832007e+05 3.09169725e+05 2.59944974e+05 2.11222195e+05 1.63098616e+05 1.15712266e+05 8.46225037e+04 5.40167151e+04 2.39846967e+04 1.03413688e+02 1.22130807e+02 1.34613039e+02 1.39686475e+02 1.44235586e+02 1.48371002e+02]
fixedse.lc:Px | intermediate | N/m | [0. 0. 0. 0. 0. 0. 0. 0. 0. 0. 0. 0. 0. 0. 0. 0. 0. 0. 0.]
fixedse.lc:Py | intermediate | N/m | [0. 0. 0. 0. 0. 0. 0. 0. 0. 0. 0. 0. 0. 0. 0. 0. 0. 0. 0.]
fixedse.lc:Pz | intermediate | N/m | [ 0. 0. 0. -30974.55430283 -31871.91514184 -34620.99320849 -39398.548849 -46516.76572879 -56446.05467055 -69875.24006445 -81254.77857179 -95051.02579361 -111836.96771038 -796.42386983 -940.82495745 -1038.43078066 -1078.44674535 -1114.50700459 -1147.44032523]
fixedse.lc:qdyn | intermediate | Pa | [0.00000000e+00 0.00000000e+00 0.00000000e+00 4.08895047e+05 3.58832007e+05 3.09169725e+05 2.59944974e+05 2.11222195e+05 1.63098616e+05 1.15712266e+05 8.46225037e+04 5.40167151e+04 2.39846967e+04 1.03413688e+02 1.22130807e+02 1.34613039e+02 1.39686475e+02 1.44235586e+02 1.48371002e+02]
fixedse.member.gc.d | intermediate | m | [11. 11. 11. 11. 11. 11. 11.]
fixedse.member.gc.t | intermediate | m | [0.05461948 0.11295212 0.1021159 0.09291356 0.08589244 0.07981361]
fixedse.member.s | output |  | [0. 0.35294118 0.52941176 0.70588235 0.82352941 0.94117647 1. ]
fixedse.member.height | output | m | [85.]
fixedse.monopile_outer_diameter | output | m | [11. 11. 11. 11. 11. 11. 11.]
fixedse.monopile_wall_thickness | output | m | [0.05461948 0.11295212 0.1021159 0.09291356 0.08589244 0.07981361]
fixedse.member.E | output | Pa | [2.e+11 2.e+11 2.e+11 2.e+11 2.e+11 2.e+11]
fixedse.member.G | output | Pa | [7.93e+10 7.93e+10 7.93e+10 7.93e+10 7.93e+10 7.93e+10]
fixedse.member.sigma_y | output | Pa | [3.45e+08 3.45e+08 3.45e+08 3.45e+08 3.45e+08 3.45e+08]
fixedse.member.rho | output | kg/m**3 | [7800. 7800. 7800. 7800. 7800. 7800.]
fixedse.member.unit_cost | output | USD/kg | [0.7 0.7 0.7 0.7 0.7 0.7]
fixedse.member.outfitting_factor | output |  | [1.07 1.07 1.07 1.07 1.07 1.07]
fixedse.nodes_xyz | output | m | [[ 0. 0. -70. ] [ 0. 0. -60. ] [ 0. 0. -50. ] [ 0. 0. -40. ] [ 0. 0. -35. ] [ 0. 0. -30. ] [ 0. 0. -25. ] [ 0. 0. -20. ] [ 0. 0. -15. ] [ 0. 0. -10. ] [ 0. 0. -6.66666667] [ 0. 0. -3.33333333] [ 0. 0. 0. ] [ 0. 0. 3.33333333] [ 0. 0. 6.66666667] [ 0. 0. 10. ] [ 0. 0. 11.66666667] [ 0. 0. 13.33333333] [ 0. 0. 15. ]]
fixedse.z_full | output | m | [ 0. 10. 20. 30. 35. 40. 45. 50. 55. 60. 63.33333333 66.66666667 70. 73.33333333 76.66666667 80. 81.66666667 83.33333333 85. ]
fixedse.monopile_s | intermediate |  | [0. 0.35294118 0.52941176 0.70588235 0.82352941 0.94117647 1. ]
fixedse.s_const1 | output |  | [0.35294118]
fixedse.t_full | output | m | [0.05461948 0.05461948 0.05461948 0.11295212 0.11295212 0.11295212 0.1021159 0.1021159 0.1021159 0.09291356 0.09291356 0.09291356 0.08589244 0.08589244 0.08589244 0.07981361 0.07981361 0.07981361]
fixedse.E_full | output | Pa | [2.e+11 2.e+11 2.e+11 2.e+11 2.e+11 2.e+11 2.e+11 2.e+11 2.e+11 2.e+11 2.e+11 2.e+11 2.e+11 2.e+11 2.e+11 2.e+11 2.e+11 2.e+11]
fixedse.G_full | output | Pa | [7.93e+10 7.93e+10 7.93e+10 7.93e+10 7.93e+10 7.93e+10 7.93e+10 7.93e+10 7.93e+10 7.93e+10 7.93e+10 7.93e+10 7.93e+10 7.93e+10 7.93e+10 7.93e+10 7.93e+10 7.93e+10]
fixedse.sigma_y_full | output | Pa | [3.45e+08 3.45e+08 3.45e+08 3.45e+08 3.45e+08 3.45e+08 3.45e+08 3.45e+08 3.45e+08 3.45e+08 3.45e+08 3.45e+08 3.45e+08 3.45e+08 3.45e+08 3.45e+08 3.45e+08 3.45e+08]
fixedse.rho_full | output | kg/m**3 | [7800. 7800. 7800. 7800. 7800. 7800. 7800. 7800. 7800. 7800. 7800. 7800. 7800. 7800. 7800. 7800. 7800. 7800.]
fixedse.outfitting_full | output |  | [1.07 1.07 1.07 1.07 1.07 1.07 1.07 1.07 1.07 1.07 1.07 1.07 1.07 1.07 1.07 1.07 1.07 1.07]
fixedse.member.unit_cost_full | output | USD/kg | [0.7 0.7 0.7 0.7 0.7 0.7 0.7 0.7 0.7 0.7 0.7 0.7 0.7 0.7 0.7 0.7 0.7 0.7]
fixedse.mono.cylinder_mass | intermediate | kg | [2017341.41657514]
fixedse.mono.cylinder_cost | intermediate | USD | [4880582.2007483]
fixedse.mono.cylinder_z_cg | intermediate | m | [46.24955702]
fixedse.mono.cylinder_I_base | intermediate | kg*m**2 | [5.36228393e+09 5.36228393e+09 6.00434645e+07 0.00000000e+00 0.00000000e+00 0.00000000e+00]
fixedse.tower_mass | intermediate | kg | [1332934.50827853]
fixedse.tower_cost | intermediate | USD | [3577889.97172553]
fixedse.monopile.z_soil | intermediate | N/m | [-30. -26.66666667 -23.33333333 -20. -16.66666667 -13.33333333 -10. -6.66666667 -3.33333333 -0. ]
fixedse.monopile.k_soil | intermediate | N/m | [[2.25650526e+10 5.88608222e+12 2.25650526e+10 5.88608222e+12 1.52133333e+10 1.24226667e+11] [2.04901053e+10 4.24064551e+12 2.04901053e+10 4.24064551e+12 1.40933333e+10 1.24226667e+11] [1.84151579e+10 2.94918412e+12 1.84151579e+10 2.94918412e+12 1.29733333e+10 1.24226667e+11] [1.63402105e+10 1.96745111e+12 1.63402105e+10 1.96745111e+12 1.18533333e+10 1.24226667e+11] [1.42652632e+10 1.25119959e+12 1.42652632e+10 1.25119959e+12 1.07333333e+10 1.24226667e+11] [1.21903158e+10 7.56182634e+11 1.21903158e+10 7.56182634e+11 9.61333333e+09 1.24226667e+11] [1.01153684e+10 4.38153333e+11 1.01153684e+10 4.38153333e+11 8.49333333e+09 1.24226667e+11] [8.04042105e+09 2.52864774e+11 8.04042105e+09 2.52864774e+11 7.37333333e+09 1.24226667e+11] [5.96547368e+09 1.56070041e+11 5.96547368e+09 1.56070041e+11 6.25333333e+09 1.24226667e+11] [3.89052632e+09 1.03522222e+11 3.89052632e+09 1.03522222e+11 5.13333333e+09 1.24226667e+11]]
fixedse.section_A | output | m**2 | [2.00961126 2.00961126 2.00961126 4.13369245 4.13369245 4.13369245 3.74084074 3.74084074 3.74084074 3.40660276 3.40660276 3.40660276 3.15120613 3.15120613 3.15120613 2.92981807 2.92981807 2.92981807]
fixedse.section_Asx | output | m**2 | [1.14292771 1.14292771 1.14292771 2.35679012 2.35679012 2.35679012 2.13180973 2.13180973 2.13180973 1.94056937 1.94056937 1.94056937 1.79454524 1.79454524 1.79454524 1.66803898 1.66803898 1.66803898]
fixedse.section_Asy | output | m**2 | [1.14292771 1.14292771 1.14292771 2.35679012 2.35679012 2.35679012 2.13180973 2.13180973 2.13180973 1.94056937 1.94056937 1.94056937 1.79454524 1.79454524 1.79454524 1.66803898 1.66803898 1.66803898]
fixedse.section_Ixx | output | kg*m**2 | [30.09501838 30.09501838 30.09501838 61.25128231 61.25128231 61.25128231 55.5394701 55.5394701 55.5394701 50.66179012 50.66179012 50.66179012 46.92347655 46.92347655 46.92347655 43.67510592 43.67510592 43.67510592]
fixedse.section_Iyy | output | kg*m**2 | [30.09501838 30.09501838 30.09501838 61.25128231 61.25128231 61.25128231 55.5394701 55.5394701 55.5394701 50.66179012 50.66179012 50.66179012 46.92347655 46.92347655 46.92347655 43.67510592 43.67510592 43.67510592]
fixedse.section_J0 | output | kg*m**2 | [ 60.19003676 60.19003676 60.19003676 122.50256463 122.50256463 122.50256463 111.07894019 111.07894019 111.07894019 101.32358023 101.32358023 101.32358023 93.8469531 93.8469531 93.8469531 87.35021183 87.35021183 87.35021183]
fixedse.section_rho | output | kg/m**3 | [7800. 7800. 7800. 7800. 7800. 7800. 7800. 7800. 7800. 7800. 7800. 7800. 7800. 7800. 7800. 7800. 7800. 7800.]
fixedse.section_E | output | Pa | [2.e+11 2.e+11 2.e+11 2.e+11 2.e+11 2.e+11 2.e+11 2.e+11 2.e+11 2.e+11 2.e+11 2.e+11 2.e+11 2.e+11 2.e+11 2.e+11 2.e+11 2.e+11]
fixedse.section_G | output | Pa | [7.93e+10 7.93e+10 7.93e+10 7.93e+10 7.93e+10 7.93e+10 7.93e+10 7.93e+10 7.93e+10 7.93e+10 7.93e+10 7.93e+10 7.93e+10 7.93e+10 7.93e+10 7.93e+10 7.93e+10 7.93e+10]
fixedse.qdyn | output | Pa | [[0.00000000e+00] [0.00000000e+00] [0.00000000e+00] [4.08895047e+05] [3.58832007e+05] [3.09169725e+05] [2.59944974e+05] [2.11222195e+05] [1.63098616e+05] [1.15712266e+05] [8.46225037e+04] [5.40167151e+04] [2.39846967e+04] [1.03413688e+02] [1.22130807e+02] [1.34613039e+02] [1.39686475e+02] [1.44235586e+02] [1.48371002e+02]]
fixedse.bending_height | output | m | [55.]
fixedse.tower_xyz | intermediate | m | [[ 0. 0. 15. ] [ 0. 0. 26.45340326] [ 0. 0. 37.90680653] [ 0. 0. 49.36020979] [ 0. 0. 65.72221445] [ 0. 0. 82.08421911] [ 0. 0. 98.44622378] [ 0. 0. 108.26342657] [ 0. 0. 118.08062937] [ 0. 0. 127.89783217] [ 0. 0. 137.06055478] [ 0. 0. 146.22327739] [ 0. 0. 155.386 ]]
fixedse.tower_A | intermediate | m**2 | [2.38355553 2.38355553 2.38355553 1.2571969 1.2571969 1.2571969 0.5421961 0.53879596 0.53539582 0.4942364 0.41510149 0.33596658]
fixedse.tower_Asx | intermediate | m**2 | [1.35617924 1.35617924 1.35617924 0.71440272 0.71440272 0.71440272 0.30786193 0.30593245 0.30400298 0.28064638 0.23573985 0.19083342]
fixedse.tower_Asy | intermediate | m**2 | [1.35617924 1.35617924 1.35617924 0.71440272 0.71440272 0.71440272 0.30786193 0.30593245 0.30400298 0.28064638 0.23573985 0.19083342]
fixedse.tower_Ixx | intermediate | kg*m**2 | [35.62874802 35.62874802 35.62874802 18.89755566 18.89755566 18.89755566 8.12773476 7.97578348 7.82573796 6.15358961 3.64575613 1.93291908]
fixedse.tower_Iyy | intermediate | kg*m**2 | [35.62874802 35.62874802 35.62874802 18.89755566 18.89755566 18.89755566 8.12773476 7.97578348 7.82573796 6.15358961 3.64575613 1.93291908]
fixedse.tower_J0 | intermediate | kg*m**2 | [71.25749604 71.25749604 71.25749604 37.79511132 37.79511132 37.79511132 16.25546952 15.95156696 15.65147593 12.30717923 7.29151226 3.86583817]
fixedse.tower_rho | intermediate | kg/m**3 | [7800. 7800. 7800. 7800. 7800. 7800. 7800. 7800. 7800. 7800. 7800. 7800.]
fixedse.tower_E | intermediate | Pa | [2.e+11 2.e+11 2.e+11 2.e+11 2.e+11 2.e+11 2.e+11 2.e+11 2.e+11 2.e+11 2.e+11 2.e+11]
fixedse.tower_G | intermediate | Pa | [7.93e+10 7.93e+10 7.93e+10 7.93e+10 7.93e+10 7.93e+10 7.93e+10 7.93e+10 7.93e+10 7.93e+10 7.93e+10 7.93e+10]
fixedse.tower_outer_diameter_full | intermediate | m | [11. 11. 11. 11. 11. 11. 11. 10.93132612 10.86265223 10.79397835 9.19598557 7.59799278 6. ]
fixedse.tower_t_full | intermediate | m | [0.06484353 0.06484353 0.06484353 0.03410559 0.03410559 0.03410559 0.01472894 0.01472894 0.01472894 0.01473193 0.01473193 0.01473193]
fixedse.tower_sigma_y_full | intermediate | Pa | [3.45e+08 3.45e+08 3.45e+08 3.45e+08 3.45e+08 3.45e+08 3.45e+08 3.45e+08 3.45e+08 3.45e+08 3.45e+08 3.45e+08]
fixedse.tower_qdyn | intermediate | Pa | [[148.37100206] [170.01322289] [185.3443089 ] [197.46839981] [211.51348103] [223.10507465] [233.05310985] [238.43101747] [243.45012723] [248.16143491] [252.31677445] [256.26605948] [260.03151155]]
fixedse.tower_bending_height | intermediate | m | [140.386]
fixedse.monopile.rna_F | intermediate | N | [[ 4525332.42336561] [ 18881.56429096] [-7172088.14486112]]
fixedse.monopile.rna_M | intermediate | N*m | [[-1418386.07267109] [-4084178.56472368] [12652119.67052646]]
fixedse.turbine_F | intermediate | N | [[ 4.52533242e+06] [ 1.88815643e+04] [-2.04699800e+07]]
fixedse.turbine_M | intermediate | N*m | [[-4.14665092e+06] [ 6.40541027e+08] [ 1.26521197e+07]]
fixedse.transition_piece_I | output | kg*m**2 | [1512500. 1512500. 3025000. 0. 0. 0.]
fixedse.gravity_foundation_I | output | kg*m**2 | [0. 0. 0. 0. 0. 0.]
fixedse.transition_piece_height | output | m | [15.]
fixedse.suctionpile_depth | output | m | [30.]
fixedse.turbine_mass | intermediate | kg | [2352972.76484764]
fixedse.turbine_cg | intermediate | m | [-3.00680944e+00 -5.19641841e-02 9.59793019e+01]
fixedse.turbine_I | intermediate | kg*m**2 | [2.98509554e+10 2.96480369e+10 3.97096471e+08 7.49566627e+02 9.60518740e+06 2.46798707e+05]
fixedse.rna_mass | intermediate | kg | [1020038.25656911]
fixedse.rna_I | intermediate | kg*m**2 | [5.80547952e+08 3.77629500e+08 3.58172167e+08 7.49566627e+02 9.60518740e+06 2.46798707e+05]
fixedse.rna_cg | intermediate | m | [-6.93595625 -0.11986836 4.61685938]
fixedse.Px | output | N/m | [[0.] [0.] [0.] [0.] [0.] [0.] [0.] [0.] [0.] [0.] [0.] [0.] [0.] [0.] [0.] [0.] [0.] [0.] [0.]]
fixedse.Py | output | N/m | [[0.] [0.] [0.] [0.] [0.] [0.] [0.] [0.] [0.] [0.] [0.] [0.] [0.] [0.] [0.] [0.] [0.] [0.] [0.]]
fixedse.Pz | output | N/m | [[ 0. ] [ 0. ] [ 0. ] [ -30974.55430283] [ -31871.91514184] [ -34620.99320849] [ -39398.548849 ] [ -46516.76572879] [ -56446.05467055] [ -69875.24006445] [ -81254.77857179] [ -95051.02579361] [-111836.96771038] [ -796.42386983] [ -940.82495745] [ -1038.43078066] [ -1078.44674535] [ -1114.50700459] [ -1147.44032523]]
fixedse.tower_Px | intermediate | N/m | [[0.] [0.] [0.] [0.] [0.] [0.] [0.] [0.] [0.] [0.] [0.] [0.] [0.]]
fixedse.tower_Py | intermediate | N/m | [[0.] [0.] [0.] [0.] [0.] [0.] [0.] [0.] [0.] [0.] [0.] [0.] [0.]]
fixedse.tower_Pz | intermediate | N/m | [[-1147.44032523] [-1322.29989504] [-1448.8704036 ] [-1550.6357216 ] [-1670.42829806] [-1770.86627662] [-1858.21399013] [-1891.34484824] [-1920.77733349] [-1946.98747653] [-1643.87054741] [-1363.59469824] [-1096.40809179]]
fixedse.post.cylinder_Fz | intermediate | N | [[-42208109.22694314] [-40670970.10668685] [-38980506.94663534] [-37244044.35929504] [-35498556.83948997] [-33734440.88485603] [-32091127.75770746] [-30405622.05034859] [-28662304.11572476] [-27544376.53610376] [-26384908.91802014] [-25174980.6912909 ] [-24185689.72549306] [-23379377.39109635] [-22572665.74522436] [-22197419.39716778] [-21822110.28626968] [-21446744.25560956]]
fixedse.post.cylinder_Vx | intermediate | N | [[ -5493650.98778303] [-16772637.9322523 ] [-20569449.52672764] [ 4526758.19459079] [ 4527062.60617737] [ 4527372.44746426] [ 4527511.10323342] [ 4527855.13036863] [ 4528229.54073051] [ 4527351.12408719] [ 4527558.95872923] [ 4527790.95730758] [ 4527602.19114727] [ 4527167.16079356] [ 4527260.49720514] [ 4526262.13353133] [ 4526284.54662002] [ 4526306.67445936]]
fixedse.post.cylinder_Vy | intermediate | N | [[ -32413.8210761 ] [ -99564.27783374] [-124947.19507764] [ 18889.90931327] [ 18891.72180385] [ 18893.58035303] [ 18894.44048971] [ 18896.53293137] [ 18898.82420958] [ 18893.63105334] [ 18894.91399396] [ 18896.35023657] [ 18895.25651167] [ 18892.66933011] [ 18893.2735436 ] [ 18887.22419697] [ 18887.37120164] [ 18887.51699033]]
fixedse.post.cylinder_Mxx | intermediate | N*m | [[ -324910.57737068] [-1852837.10908251] [-4205757.38950242] [-4986633.3350811 ] [-4890057.41945419] [-4793228.8125062 ] [-4696171.78846442] [-4598904.58943989] [-4501472.83399987] [-4436464.40613712] [-4371403.19514137] [-4306304.8513939 ] [-4241181.05966207] [-4176021.65061454] [-4110820.7312542 ] [-4078216.44129228] [-4045602.37239568] [-4012979.58340183]]
fixedse.post.cylinder_Myy | intermediate | N*m | [[5.56907152e+07] [3.15875702e+08] [7.10800051e+08] [8.37218657e+08] [8.14222691e+08] [7.91185040e+08] [7.68110127e+08] [7.45001565e+08] [7.21867327e+08] [7.06436610e+08] [6.90998139e+08] [6.75554577e+08] [6.60107886e+08] [6.44656522e+08] [6.29199552e+08] [6.21470893e+08] [6.13740967e+08] [6.06009956e+08]]
fixedse.post.cylinder_Mzz | intermediate | N*m | [[ 1800832.31562173] [ 4070449.00937544] [ 7399690.77653866] [12653624.37451659] [12653557.33693065] [12653489.95164552] [12653558.6141274 ] [12653488.51097234] [12653416.60870373] [12653462.20597706] [12653409.83717772] [12653355.5229125 ] [12653394.42397501] [12653344.325659 ] [12653303.49378924] [12653349.01747744] [12653328.57895075] [12653308.13707155]]
fixedse.post_monopile_tower.z_full | intermediate | m | [-70. -60. -50. -40. -35. -30. -25. -20. -15. -10. -6.66666667 -3.33333333 0. 3.33333333 6.66666667 10. 11.66666667 13.33333333 15. 26.45340326 37.90680653 49.36020979 65.72221445 82.08421911 98.44622378 108.26342657 118.08062937 127.89783217 137.06055478 146.22327739 155.386 ]
fixedse.post_monopile_tower.outer_diameter_full | intermediate | m | [11. 11. 11. 11. 11. 11. 11. 11. 11. 11. 11. 11. 11. 11. 11. 11. 11. 11. 11. 11. 11. 11. 11. 11. 11. 10.93132612 10.86265223 10.79397835 9.19598557 7.59799278 6. ]
fixedse.post_monopile_tower.t_full | intermediate | m | [0.05461948 0.05461948 0.05461948 0.11295212 0.11295212 0.11295212 0.1021159 0.1021159 0.1021159 0.09291356 0.09291356 0.09291356 0.08589244 0.08589244 0.08589244 0.07981361 0.07981361 0.07981361 0.06484353 0.06484353 0.06484353 0.03410559 0.03410559 0.03410559 0.01472894 0.01472894 0.01472894 0.01473193 0.01473193 0.01473193]
fixedse.post_monopile_tower.bending_height | intermediate | m | [195.386]
fixedse.post_monopile_tower.E_full | intermediate | Pa | [2.e+11 2.e+11 2.e+11 2.e+11 2.e+11 2.e+11 2.e+11 2.e+11 2.e+11 2.e+11 2.e+11 2.e+11 2.e+11 2.e+11 2.e+11 2.e+11 2.e+11 2.e+11 2.e+11 2.e+11 2.e+11 2.e+11 2.e+11 2.e+11 2.e+11 2.e+11 2.e+11 2.e+11 2.e+11 2.e+11]
fixedse.post_monopile_tower.G_full | intermediate | Pa | [7.93e+10 7.93e+10 7.93e+10 7.93e+10 7.93e+10 7.93e+10 7.93e+10 7.93e+10 7.93e+10 7.93e+10 7.93e+10 7.93e+10 7.93e+10 7.93e+10 7.93e+10 7.93e+10 7.93e+10 7.93e+10 7.93e+10 7.93e+10 7.93e+10 7.93e+10 7.93e+10 7.93e+10 7.93e+10 7.93e+10 7.93e+10 7.93e+10 7.93e+10 7.93e+10]
fixedse.post_monopile_tower.rho_full | intermediate | kg/m**3 | [7800. 7800. 7800. 7800. 7800. 7800. 7800. 7800. 7800. 7800. 7800. 7800. 7800. 7800. 7800. 7800. 7800. 7800. 7800. 7800. 7800. 7800. 7800. 7800. 7800. 7800. 7800. 7800. 7800. 7800.]
fixedse.post_monopile_tower.sigma_y_full | intermediate | Pa | [3.45e+08 3.45e+08 3.45e+08 3.45e+08 3.45e+08 3.45e+08 3.45e+08 3.45e+08 3.45e+08 3.45e+08 3.45e+08 3.45e+08 3.45e+08 3.45e+08 3.45e+08 3.45e+08 3.45e+08 3.45e+08 3.45e+08 3.45e+08 3.45e+08 3.45e+08 3.45e+08 3.45e+08 3.45e+08 3.45e+08 3.45e+08 3.45e+08 3.45e+08 3.45e+08]
fixedse.post_monopile_tower.section_A | intermediate | m**2 | [2.00961126 2.00961126 2.00961126 4.13369245 4.13369245 4.13369245 3.74084074 3.74084074 3.74084074 3.40660276 3.40660276 3.40660276 3.15120613 3.15120613 3.15120613 2.92981807 2.92981807 2.92981807 2.38355553 2.38355553 2.38355553 1.2571969 1.2571969 1.2571969 0.5421961 0.53879596 0.53539582 0.4942364 0.41510149 0.33596658]
fixedse.post_monopile_tower.section_Asx | intermediate | m**2 | [1.14292771 1.14292771 1.14292771 2.35679012 2.35679012 2.35679012 2.13180973 2.13180973 2.13180973 1.94056937 1.94056937 1.94056937 1.79454524 1.79454524 1.79454524 1.66803898 1.66803898 1.66803898 1.35617924 1.35617924 1.35617924 0.71440272 0.71440272 0.71440272 0.30786193 0.30593245 0.30400298 0.28064638 0.23573985 0.19083342]
fixedse.post_monopile_tower.section_Asy | intermediate | m**2 | [1.14292771 1.14292771 1.14292771 2.35679012 2.35679012 2.35679012 2.13180973 2.13180973 2.13180973 1.94056937 1.94056937 1.94056937 1.79454524 1.79454524 1.79454524 1.66803898 1.66803898 1.66803898 1.35617924 1.35617924 1.35617924 0.71440272 0.71440272 0.71440272 0.30786193 0.30593245 0.30400298 0.28064638 0.23573985 0.19083342]
fixedse.post_monopile_tower.section_Ixx | intermediate | kg*m**2 | [30.09501838 30.09501838 30.09501838 61.25128231 61.25128231 61.25128231 55.5394701 55.5394701 55.5394701 50.66179012 50.66179012 50.66179012 46.92347655 46.92347655 46.92347655 43.67510592 43.67510592 43.67510592 35.62874802 35.62874802 35.62874802 18.89755566 18.89755566 18.89755566 8.12773476 7.97578348 7.82573796 6.15358961 3.64575613 1.93291908]
fixedse.post_monopile_tower.section_Iyy | intermediate | kg*m**2 | [30.09501838 30.09501838 30.09501838 61.25128231 61.25128231 61.25128231 55.5394701 55.5394701 55.5394701 50.66179012 50.66179012 50.66179012 46.92347655 46.92347655 46.92347655 43.67510592 43.67510592 43.67510592 35.62874802 35.62874802 35.62874802 18.89755566 18.89755566 18.89755566 8.12773476 7.97578348 7.82573796 6.15358961 3.64575613 1.93291908]
fixedse.post_monopile_tower.section_J0 | intermediate | kg*m**2 | [ 60.19003676 60.19003676 60.19003676 122.50256463 122.50256463 122.50256463 111.07894019 111.07894019 111.07894019 101.32358023 101.32358023 101.32358023 93.8469531 93.8469531 93.8469531 87.35021183 87.35021183 87.35021183 71.25749604 71.25749604 71.25749604 37.79511132 37.79511132 37.79511132 16.25546952 15.95156696 15.65147593 12.30717923 7.29151226 3.86583817]
fixedse.post_monopile_tower.cylinder_Fz | intermediate | N | [[-4.22081092e+07] [-4.06709701e+07] [-3.89805069e+07] [-3.72440444e+07] [-3.54985568e+07] [-3.37344409e+07] [-3.20911278e+07] [-3.04056221e+07] [-2.86623041e+07] [-2.75443765e+07] [-2.63849089e+07] [-2.51749807e+07] [-2.41856897e+07] [-2.33793774e+07] [-2.25726657e+07] [-2.21974194e+07] [-2.18221103e+07] [-2.14467443e+07] [-1.83649544e+07] [-1.62628061e+07] [-1.41589490e+07] [-1.25612490e+07] [-1.09617546e+07] [-9.36047653e+06] [-8.93569960e+06] [-8.51289039e+06] [-8.09233035e+06] [-7.72840190e+06] [-7.42119112e+06] [ 2.88127922e-09]]
fixedse.post_monopile_tower.cylinder_Vx | intermediate | N | [[-5.49365099e+06] [-1.67726379e+07] [-2.05694495e+07] [ 4.52675819e+06] [ 4.52706261e+06] [ 4.52737245e+06] [ 4.52751110e+06] [ 4.52785513e+06] [ 4.52822954e+06] [ 4.52735112e+06] [ 4.52755896e+06] [ 4.52779096e+06] [ 4.52760219e+06] [ 4.52716716e+06] [ 4.52726050e+06] [ 4.52626213e+06] [ 4.52628455e+06] [ 4.52630667e+06] [ 4.53135257e+06] [ 4.53228845e+06] [ 4.53313919e+06] [ 4.53231918e+06] [ 4.53360915e+06] [ 4.53463839e+06] [ 4.52806605e+06] [ 4.52827640e+06] [ 4.52842659e+06] [ 4.52811333e+06] [ 4.52774373e+06] [ 1.93248021e+03]]
fixedse.post_monopile_tower.cylinder_Vy | intermediate | N | [[-3.24138211e+04] [-9.95642778e+04] [-1.24947195e+05] [ 1.88899093e+04] [ 1.88917218e+04] [ 1.88935804e+04] [ 1.88944405e+04] [ 1.88965329e+04] [ 1.88988242e+04] [ 1.88936311e+04] [ 1.88949140e+04] [ 1.88963502e+04] [ 1.88952565e+04] [ 1.88926693e+04] [ 1.88932735e+04] [ 1.88872242e+04] [ 1.88873712e+04] [ 1.88875170e+04] [ 1.89186520e+04] [ 1.89250641e+04] [ 1.89311267e+04] [ 1.89271180e+04] [ 1.89376122e+04] [ 1.89470119e+04] [ 1.89016415e+04] [ 1.89043585e+04] [ 1.89068270e+04] [ 1.89056638e+04] [ 1.89044120e+04] [ 1.95573062e+01]]
fixedse.post_monopile_tower.cylinder_Mxx | intermediate | N*m | [[-3.24910577e+05] [-1.85283711e+06] [-4.20575739e+06] [-4.98663334e+06] [-4.89005742e+06] [-4.79322881e+06] [-4.69617179e+06] [-4.59890459e+06] [-4.50147283e+06] [-4.43646441e+06] [-4.37140320e+06] [-4.30630485e+06] [-4.24118106e+06] [-4.17602165e+06] [-4.11082073e+06] [-4.07821644e+06] [-4.04560237e+06] [-4.01297958e+06] [-3.78845331e+06] [-3.56348900e+06] [-3.33845430e+06] [-3.01631383e+06] [-2.69296899e+06] [-2.36936704e+06] [-2.17530751e+06] [-1.98048770e+06] [-1.78508656e+06] [-1.60226340e+06] [-1.41874590e+06] [-3.86570043e-04]]
fixedse.post_monopile_tower.cylinder_Myy | intermediate | N*m | [[ 5.56907152e+07] [ 3.15875702e+08] [ 7.10800051e+08] [ 8.37218657e+08] [ 8.14222691e+08] [ 7.91185040e+08] [ 7.68110127e+08] [ 7.45001565e+08] [ 7.21867327e+08] [ 7.06436610e+08] [ 6.90998139e+08] [ 6.75554577e+08] [ 6.60107886e+08] [ 6.44656522e+08] [ 6.29199552e+08] [ 6.21470893e+08] [ 6.13740967e+08] [ 6.06009956e+08] [ 5.52837334e+08] [ 4.99614667e+08] [ 4.46401770e+08] [ 3.70333517e+08] [ 2.94162817e+08] [ 2.18034521e+08] [ 1.72424810e+08] [ 1.26777454e+08] [ 8.11220172e+07] [ 3.85248893e+07] [-4.04881936e+06] [ 3.81975090e-02]]
fixedse.post_monopile_tower.cylinder_Mzz | intermediate | N*m | [[ 1800832.31562173] [ 4070449.00937544] [ 7399690.77653866] [12653624.37451659] [12653557.33693065] [12653489.95164552] [12653558.6141274 ] [12653488.51097234] [12653416.60870373] [12653462.20597706] [12653409.83717772] [12653355.5229125 ] [12653394.42397501] [12653344.325659 ] [12653303.49378924] [12653349.01747744] [12653328.57895075] [12653308.13707155] [12653489.75451183] [12653349.08093231] [12653208.34411108] [12653916.80058227] [12653713.98634627] [12653510.95083383] [12654874.69994187] [12654766.25148776] [12654657.01403495] [12654732.5455546 ] [12655090.84013258] [ 0. ]]
fixedse.post_monopile_tower.qdyn | intermediate | Pa | [[0.00000000e+00] [0.00000000e+00] [0.00000000e+00] [4.08895047e+05] [3.58832007e+05] [3.09169725e+05] [2.59944974e+05] [2.11222195e+05] [1.63098616e+05] [1.15712266e+05] [8.46225037e+04] [5.40167151e+04] [2.39846967e+04] [1.03413688e+02] [1.22130807e+02] [1.34613039e+02] [1.39686475e+02] [1.44235586e+02] [1.48371002e+02] [1.70013223e+02] [1.85344309e+02] [1.97468400e+02] [2.11513481e+02] [2.23105075e+02] [2.33053110e+02] [2.38431017e+02] [2.43450127e+02] [2.48161435e+02] [2.52316774e+02] [2.56266059e+02] [2.60031512e+02]]
fixedse.monopile_height | intermediate | m | [85.]
fixedse.tower_foundation_height | intermediate | m | [15.]
fixedse.monopile_foundation_height | intermediate | m | [-70.]
fixedse.soil.d0 | intermediate | m | [11.]
rotorse.r | intermediate | m | [ 5. 9.47044367 13.94088637 18.41133002 22.88177388 27.35221707 31.82265979 36.29310292 40.76354712 45.23399014 49.70443332 54.174877 58.64531966 63.11576334 67.58620723 72.05665059 76.52709335 80.99753722 85.46798004 89.93842337 94.40886704 98.87931006 103.34975306 107.82019703 112.29064072 116.76108387 121.23152771 125.70197049 130.17241344 134.64285714] | radial locations where blade is defined (should be increasing and not go all the way to hub or tip)
rotorse.chord | intermediate | m | [5. 5. 5.00260989 5.2480683 5.68201728 6.23616503 6.72749243 7. 7. 7. 6.98183684 6.87665127 6.68776951 6.4039089 6.04770743 5.69841438 5.41172253 5.15989218 4.90713585 4.65624341 4.39302948 4.10244436 3.84568831 3.62340492 3.39079802 3.13728849 2.90194672 2.65905396 2.40367374 1.19 ] | chord length at each section
rotorse.ccblade.theta_in | intermediate | rad | [ 0. 0.71108204 0.71010059 0.62110926 0.48126332 0.35494216 0.26821741 0.21192099 0.18140141 0.15852501 0.13658278 0.11252435 0.08642306 0.06482777 0.04778457 0.03510491 0.02572079 0.01779535 0.00639055 -0.0069435 -0.01885381 -0.02725267 -0.03545553 -0.04197126 -0.04408781 -0.04456735 -0.04574229 -0.04908141 -0.05272335 -0.06340223] | twist angle at each section (positive decreases angle of attack)
rotorse.airfoils_cl | intermediate |  | [[[[-3.25260652e-19]] [[ 3.46944695e-18]] [[-1.38777878e-17]] ... [[ 3.38271078e-17]] [[-1.73472348e-18]] [[-3.57786717e-18]]] [[[-3.25260652e-19]] [[ 3.46944695e-18]] [[-1.38777878e-17]] ... [[ 3.38271078e-17]] [[-1.73472348e-18]] [[-3.57786717e-18]]] [[[ 2.73078505e-06]] [[ 2.98091593e-03]] [[ 6.06291339e-03]] ... [[-6.92034637e-03]] [[-3.91267001e-03]] [[ 2.73078505e-06]]] ... [[[ 9.21676640e-03]] [[ 2.51471281e-01]] [[ 4.27156974e-01]] ... [[-3.71288339e-01]] [[-2.06675555e-01]] [[ 9.21676640e-03]]] [[[ 3.09216345e-03]] [[ 2.32480415e-01]] [[ 4.50210209e-01]] ... [[-4.32384247e-01]] [[-2.18147196e-01]] [[ 3.09218622e-03]]] [[[-1.53642952e-08]] [[ 2.24280087e-01]] [[ 4.60935912e-01]] ... [[-4.60935912e-01]] [[-2.24280087e-01]] [[ 1.53642952e-08]]]] | lift coefficients, spanwise
rotorse.airfoils_cd | intermediate |  | [[[[0.5 ]] [[0.5 ]] [[0.5 ]] ... [[0.5 ]] [[0.5 ]] [[0.5 ]]] [[[0.5 ]] [[0.5 ]] [[0.5 ]] ... [[0.5 ]] [[0.5 ]] [[0.5 ]]] [[[0.49137702]] [[0.49043419]] [[0.48892981]] ... [[0.48965496]] [[0.49070562]] [[0.49137702]]] ... [[[0.0181314 ]] [[0.02483905]] [[0.04066577]] ... [[0.040122 ]] [[0.02443972]] [[0.0181314 ]]] [[[0.01948591]] [[0.02537717]] [[0.04093476]] ... [[0.04032334]] [[0.02497146]] [[0.01948591]]] [[[0.0198 ]] [[0.02572598]] [[0.04114402]] ... [[0.04047996]] [[0.02538511]] [[0.0198 ]]]] | drag coefficients, spanwise
rotorse.airfoils_cm | intermediate |  | [[[[-4.06575815e-20]] [[-3.90312782e-18]] [[ 8.67361738e-19]] ... [[-1.73472348e-18]] [[ 3.03576608e-18]] [[-3.38813179e-21]]] [[[-4.06575815e-20]] [[-3.90312782e-18]] [[ 8.67361738e-19]] ... [[-1.73472348e-18]] [[ 3.03576608e-18]] [[-3.38813179e-21]]] [[[ 4.36640486e-06]] [[ 1.62642880e-03]] [[ 3.08066092e-03]] ... [[-3.62633011e-03]] [[-1.91565467e-03]] [[ 4.36640486e-06]]] ... [[[ 2.63288849e-05]] [[ 1.38197125e-01]] [[ 2.18248197e-01]] ... [[-2.19142237e-01]] [[-1.37131107e-01]] [[ 2.63288849e-05]]] [[[ 8.41607132e-06]] [[ 1.20935538e-01]] [[ 2.27726470e-01]] ... [[-2.27946656e-01]] [[-1.20522643e-01]] [[ 8.42749206e-06]]] [[[-7.71299959e-09]] [[ 1.12680187e-01]] [[ 2.31783829e-01]] ... [[-2.31710912e-01]] [[-1.12584318e-01]] [[ 7.70271561e-09]]]] | moment coefficients, spanwise
rotorse.Rhub | intermediate | m | [5.] | hub radius
rotorse.Rtip | intermediate | m | [134.64285714] | tip radius
rotorse.ccblade.rthick | intermediate |  | [1. 1. 0.99101587 0.43258416 0.4 0.4 0.39394548 0.35 0.35 0.35 0.35 0.34702777 0.30061553 0.3 0.3 0.3 0.3 0.3 0.26396806 0.25 0.25 0.25 0.25 0.25 0.23767926 0.21 0.21 0.21 0.17698155 0.17 ] | 1D array of the relative thicknesses of the blade defined along span.
rotorse.precurve | intermediate | m | [0. 0. 0. 0. 0. 0. 0. 0. 0. 0. 0. 0. 0. 0. 0. 0. 0. 0. 0. 0. 0. 0. 0. 0. 0. 0. 0. 0. 0. 0.] | precurve at each section
rotorse.precurveTip | intermediate | m | [0.] | precurve at tip
rotorse.presweep | intermediate | m | [0. 0. 0. 0. 0. 0. 0. 0. 0. 0. 0. 0. 0. 0. 0. 0. 0. 0. 0. 0. 0. 0. 0. 0. 0. 0. 0. 0. 0. 0.] | presweep at each section
rotorse.presweepTip | intermediate | m | [0.] | presweep at tip
rotorse.hub_height | intermediate | m | [161.] | hub height
rotorse.rc.blade_length | intermediate | m | [129.64285714] | blade length
rotorse.rc.s | intermediate |  | [0. 0.03448276 0.06896552 0.10344828 0.13793103 0.17241379 0.20689655 0.24137931 0.27586207 0.31034483 0.34482759 0.37931034 0.4137931 0.44827586 0.48275862 0.51724138 0.55172414 0.5862069 0.62068966 0.65517241 0.68965517 0.72413793 0.75862069 0.79310345 0.82758621 0.86206897 0.89655172 0.93103448 0.96551724 1. ] | blade nondimensional span location
rotorse.rc.chord | intermediate | m | [5. 5. 5.00260989 5.2480683 5.68201728 6.23616503 6.72749243 7. 7. 7. 6.98183684 6.87665127 6.68776951 6.4039089 6.04770743 5.69841438 5.41172253 5.15989218 4.90713585 4.65624341 4.39302948 4.10244436 3.84568831 3.62340492 3.39079802 3.13728849 2.90194672 2.65905396 2.40367374 1.19 ] | Chord distribution
rotorse.rc.coord_xy_interp | intermediate |  | [[[ 1.00000000e+00 4.33680869e-19] [ 9.99310113e-01 -2.24586628e-02] [ 9.97715675e-01 -4.48159779e-02] ... [ 9.97767307e-01 4.41944433e-02] [ 9.99327246e-01 2.21465777e-02] [ 1.00000000e+00 -6.93889390e-18]] [[ 1.00000000e+00 4.33680869e-19] [ 9.99310113e-01 -2.24586628e-02] [ 9.97715675e-01 -4.48159779e-02] ... [ 9.97767307e-01 4.41944433e-02] [ 9.99327246e-01 2.21465777e-02] [ 1.00000000e+00 -6.93889390e-18]] [[ 1.00000000e+00 -1.56104353e-04] [ 9.98960339e-01 -2.19985674e-02] [ 9.97044546e-01 -4.37023034e-02] ... [ 9.97159777e-01 4.35554803e-02] [ 9.99009420e-01 2.19216886e-02] [ 1.00000000e+00 1.51000341e-04]] ... [[ 1.00000000e+00 -1.85825746e-03] [ 9.76833665e-01 1.35723908e-03] [ 9.53606753e-01 3.82309105e-03] ... [ 9.54692392e-01 1.46317490e-02] [ 9.77407565e-01 8.41049825e-03] [ 1.00000000e+00 2.01974332e-03]] [[ 1.00000000e+00 -1.64330792e-03] [ 9.76390332e-01 1.07534451e-03] [ 9.52741801e-01 3.14102139e-03] ... [ 9.53634224e-01 1.27279592e-02] [ 9.76861871e-01 7.26970573e-03] [ 1.00000000e+00 1.65190981e-03]] [[ 1.00000000e+00 -1.59933238e-03] [ 9.76316764e-01 1.06223114e-03] [ 9.52601299e-01 3.08357338e-03] ... [ 9.53511819e-01 1.19996935e-02] [ 9.76793838e-01 6.84560730e-03] [ 1.00000000e+00 1.54000107e-03]]] | 3D array of the non-dimensional x and y airfoil coordinates of the airfoils interpolated along span for n_span stations.
rotorse.rc.web_start_nd | intermediate |  | [[0.2499926 0.1368214 0.13751749 0.29676994 0.31981814 0.32968637 0.33708454 0.34881495 0.35153107 0.35356236 0.35556215 0.35847587 0.36715202 0.3699551 0.37279062 0.37544455 0.37771572 0.37982303 0.38431377 0.38755457 0.39036295 0.39352415 0.39670157 0.39973275 0.40320784 0.40755094 0.41197265 0.41743936 0.42692007 0.35715799] [0.2499926 0.1368214 0.13751749 0.23557748 0.26344878 0.27908874 0.29035534 0.30295755 0.30572113 0.30778129 0.30969155 0.31184458 0.31817232 0.31880868 0.31861739 0.31793057 0.31712122 0.31624178 0.31693284 0.31629895 0.31483642 0.31262488 0.31037028 0.30806863 0.30484625 0.30028923 0.29595716 0.29074139 0.28534718 0.35715799]] | 2D array of the non-dimensional start point defined along the outer profile of a web. The TE suction side is 0, the TE pressure side is 1. The first dimension represents each web, the second dimension represents each entry along blade span.
rotorse.rc.web_end_nd | intermediate |  | [[0.75000794 0.6368333 0.63647629 0.58716136 0.59902201 0.61289319 0.62211685 0.62496335 0.6271774 0.6288237 0.63033343 0.63136144 0.62706134 0.62722927 0.62675997 0.62586425 0.62490021 0.62388768 0.61822155 0.61521292 0.61366743 0.61136421 0.60900588 0.60659918 0.60155781 0.59355618 0.58906137 0.58364236 0.57395057 0.64666483] [0.75000794 0.6368333 0.63647629 0.64768629 0.65525077 0.66341363 0.6687569 0.67079612 0.67289746 0.67447074 0.67603861 0.6777789 0.675742 0.67807813 0.68061878 0.68304647 0.68513748 0.68709363 0.68572334 0.68687327 0.68973104 0.69291566 0.69611583 0.69916033 0.70103972 0.70220928 0.70661992 0.71210978 0.71731641 0.64666483]] | 2D array of the non-dimensional end point defined along the outer profile of a web. The TE suction side is 0, the TE pressure side is 1. The first dimension represents each web, the second dimension represents each entry along blade span.
rotorse.rc.layer_thickness | intermediate | m | [[0.0005 0.0005 0.0005 0.0005 0.0005 0.0005 0.0005 0.0005 0.0005 0.0005 0.0005 0.0005 0.0005 0.0005 0.0005 0.0005 0.0005 0.0005 0.0005 0.0005 0.0005 0.0005 0.0005 0.0005 0.0005 0.0005 0.0005 0.0005 0.0005 0.0005 ] [0.05 0.04081969 0.03226966 0.02415612 0.01564759 0.00867322 0.00473378 0.00312627 0.00227767 0.00203461 0.00200053 0.00200002 0.002 0.002 0.002 0.002 0.002 0.002 0.002 0.002 0.002 0.002 0.002 0.002 0.00180323 0.00131224 0.00104021 0.00100135 0.001 0.001 ] [0.0001 0.00438147 0.0150519 0.03035182 0.04746369 0.06362935 0.07611578 0.08317021 0.08937909 0.09450151 0.09777677 0.09841932 0.09739565 0.09512692 0.09226371 0.08925432 0.08635675 0.0832791 0.07972353 0.07549254 0.0699988 0.06112214 0.04860463 0.03545513 0.02466062 0.01776472 0.01194345 0.00691416 0.00324837 0.001 ] [0.0001 0.00438147 0.0150519 0.03035182 0.04746369 0.06362935 0.07611578 0.08317021 0.08937909 0.09450151 0.09777677 0.09841932 0.09739565 0.09512692 0.09226371 0.08925432 0.08635675 0.0832791 0.07972353 0.07549254 0.0699988 0.06112214 0.04860463 0.03545513 0.02466062 0.01776472 0.01194345 0.00691416 0.00324837 0.001 ] [0. 0. 0. 0.00299507 0.00294581 0.00289655 0.00284729 0.00279803 0.00274877 0.00269951 0.00265025 0.00260099 0.00255172 0.00250246 0.0024532 0.00240394 0.00235468 0.00230542 0.00225616 0.0022069 0.00215764 0.00210837 0.00205911 0.00200985 0. 0. 0. 0. 0. 0. ] [0. 0. 0. 0.0151551 0.02659419 0.03838054 0.04863375 0.05706524 0.06593926 0.07399829 0.07952219 0.08035564 0.07552905 0.06548829 0.05371052 0.04289912 0.03358001 0.02375535 0.01434111 0.00715383 0.00416067 0.00301727 0.0021994 0.00162397 0. 0. 0. 0. 0. 0. ] [0. 0. 0. 0.0151551 0.02659419 0.03838054 0.04863375 0.05706524 0.06593926 0.07399829 0.07952219 0.08035564 0.07552905 0.06548829 0.05371052 0.04289912 0.03358001 0.02375535 0.01434111 0.00715383 0.00416067 0.00301727 0.0021994 0.00162397 0. 0. 0. 0. 0. 0. ] [0. 0. 0. 0.05972906 0.0570197 0.05431034 0.05160099 0.04889163 0.04618227 0.04347291 0.04076355 0.03805419 0.03534483 0.03263547 0.02992611 0.02721675 0.02450739 0.02179803 0.01908867 0.01637931 0.01366995 0.01096059 0.00825123 0.00554187 0. 0. 0. 0. 0. 0. ] [0. 0. 0. 0.05972906 0.0570197 0.05431034 0.05160099 0.04889163 0.04618227 0.04347291 0.04076355 0.03805419 0.03534483 0.03263547 0.02992611 0.02721675 0.02450739 0.02179803 0.01908867 0.01637931 0.01366995 0.01096059 0.00825123 0.00554187 0. 0. 0. 0. 0. 0. ] [0. 0. 0. 0.05972906 0.0570197 0.05431034 0.05160099 0.04889163 0.04618227 0.04347291 0.04076355 0.03805419 0.03534483 0.03263547 0.02992611 0.02721675 0.02450739 0.02179803 0.01908867 0.01637931 0.01366995 0.01096059 0.00825123 0.00554187 0. 0. 0. 0. 0. 0. ] [0. 0. 0. 0.05972906 0.0570197 0.05431034 0.05160099 0.04889163 0.04618227 0.04347291 0.04076355 0.03805419 0.03534483 0.03263547 0.02992611 0.02721675 0.02450739 0.02179803 0.01908867 0.01637931 0.01366995 0.01096059 0.00825123 0.00554187 0. 0. 0. 0. 0. 0. ] [0.05 0.04081969 0.03226966 0.02415612 0.01564759 0.00867322 0.00473378 0.00312627 0.00227767 0.00203461 0.00200053 0.00200002 0.002 0.002 0.002 0.002 0.002 0.002 0.002 0.002 0.002 0.002 0.002 0.002 0.00180323 0.00131224 0.00104021 0.00100135 0.001 0.001 ] [0. 0. 0. 0.00199391 0.00193306 0.00187221 0.00181136 0.00175051 0.00168966 0.0016288 0.00156795 0.0015071 0.00144625 0.0013854 0.00132454 0.00126369 0.00120284 0.00114199 0.00108114 0.00102028 0.00095943 0.00089858 0.00083773 0.00077688 0.00071602 0.00065517 0.00059432 0.00053347 0. 0. ] [0. 0. 0. 0.04284584 0.04130426 0.03976268 0.0382211 0.03667951 0.03513793 0.03359635 0.03205477 0.03051318 0.0289716 0.02743002 0.02588844 0.02434686 0.02280527 0.02126369 0.01972211 0.01818053 0.01663895 0.01509736 0.01355578 0.0120142 0.01047262 0.00893103 0.00738945 0.00584787 0. 0. ] [0. 0. 0. 0.00199391 0.00193306 0.00187221 0.00181136 0.00175051 0.00168966 0.0016288 0.00156795 0.0015071 0.00144625 0.0013854 0.00132454 0.00126369 0.00120284 0.00114199 0.00108114 0.00102028 0.00095943 0.00089858 0.00083773 0.00077688 0.00071602 0.00065517 0.00059432 0.00053347 0. 0. ] [0. 0. 0. 0.00199391 0.00193306 0.00187221 0.00181136 0.00175051 0.00168966 0.0016288 0.00156795 0.0015071 0.00144625 0.0013854 0.00132454 0.00126369 0.00120284 0.00114199 0.00108114 0.00102028 0.00095943 0.00089858 0.00083773 0.00077688 0.00071602 0.00065517 0.00059432 0.00053347 0. 0. ] [0. 0. 0. 0.04284584 0.04130426 0.03976268 0.0382211 0.03667951 0.03513793 0.03359635 0.03205477 0.03051318 0.0289716 0.02743002 0.02588844 0.02434686 0.02280527 0.02126369 0.01972211 0.01818053 0.01663895 0.01509736 0.01355578 0.0120142 0.01047262 0.00893103 0.00738945 0.00584787 0. 0. ] [0. 0. 0. 0.00199391 0.00193306 0.00187221 0.00181136 0.00175051 0.00168966 0.0016288 0.00156795 0.0015071 0.00144625 0.0013854 0.00132454 0.00126369 0.00120284 0.00114199 0.00108114 0.00102028 0.00095943 0.00089858 0.00083773 0.00077688 0.00071602 0.00065517 0.00059432 0.00053347 0. 0. ]] | 2D array of the thickness of the layers of the blade structure. The first dimension represents each layer, the second dimension represents each entry along blade span.
rotorse.rc.layer_start_nd | intermediate |  | [[0. 0. 0. 0. 0. 0. 0. 0. 0. 0. 0. 0. 0. 0. 0. 0. 0. 0. 0. 0. 0. 0. 0. 0. 0. 0. 0. 0. 0. 0. ] [0. 0. 0. 0. 0. 0. 0. 0. 0. 0. 0. 0. 0. 0. 0. 0. 0. 0. 0. 0. 0. 0. 0. 0. 0. 0. 0. 0. 0. 0. ] [0.2213407 0.1081695 0.10870881 0.22837691 0.2562109 0.27220571 0.28385715 0.29650714 0.29925941 0.30131916 0.30321108 0.30525566 0.31124961 0.31158615 0.31098208 0.30984281 0.30862371 0.30734988 0.30739037 0.30618158 0.30413102 0.30118575 0.29819719 0.29517994 0.29099597 0.28518633 0.27971863 0.27458816 0.28170408 0.29718599] [0.72135605 0.6081814 0.60766761 0.57925886 0.59158863 0.60596728 0.61561283 0.61855053 0.6207381 0.6223691 0.62385357 0.62476564 0.62014218 0.62002196 0.61915449 0.61782116 0.61645929 0.61506528 0.60900574 0.60559616 0.60356687 0.60063805 0.59766667 0.59466351 0.58883188 0.57971806 0.5742698 0.56919471 0.57198624 0.58669282] [0.49999966 0.49999966 0.49950659 0.47181408 0.47469879 0.47746129 0.47962953 0.48202853 0.48202853 0.48202853 0.48196107 0.48154582 0.47892445 0.47764839 0.47593958 0.47405646 0.4723292 0.47065362 0.46528965 0.461369 0.45899033 0.4565018 0.45557646 0.45576736 0.49993712 0.49608288 0.49608288 0.49608288 0.49669831 0.49727784] [0. 0. 0. 0. 0. 0. 0. 0. 0. 0. 0. 0. 0. 0. 0. 0. 0. 0. 0. 0. 0. 0. 0. 0. 0. 0. 0. 0. 0. 0. ] [1. 1. 1. 0.95855708 0.96113981 0.96459294 0.96708218 0.96758433 0.96758433 0.96758433 0.96750001 0.96695206 0.9652816 0.96373416 0.96159815 0.95924425 0.95708517 0.95499069 0.9520776 0.94925473 0.94621426 0.9424045 0.93855916 0.93478998 1. 1. 1. 1. 1. 1. ] [0. 0. 0. 0.04144292 0.03886019 0.03540706 0.03291782 0.03241567 0.03241567 0.03241567 0.03249999 0.03304794 0.0347184 0.03626584 0.03840185 0.04075575 0.04291483 0.04500931 0.0479224 0.05074527 0.05378574 0.0575955 0.06144084 0.06521002 0. 0. 0. 0. 0. 0. ] [0.27864449 0.16547329 0.16632617 0.30297417 0.32615925 0.33593843 0.34310923 0.35485534 0.3576076 0.35966736 0.36171107 0.36474195 0.37374273 0.37686467 0.38010542 0.38320316 0.38587041 0.38836663 0.39365069 0.39752306 0.40094534 0.40485765 0.4087907 0.41255798 0.41701841 0.42271029 0.42827549 0.43368302 0.43073758 0.41713 ] [0.49999966 0.49999966 0.49950659 0.53812275 0.5368751 0.53411259 0.53229805 0.5338936 0.5338936 0.5338936 0.53396106 0.53442252 0.53447389 0.53567374 0.53738254 0.53926566 0.54099293 0.54266851 0.54196549 0.5425586 0.54493727 0.5474258 0.54835114 0.54816024 0.49993712 0.49608288 0.49608288 0.49608288 0.49669831 0.49727784] [0.77865984 0.66548519 0.66528497 0.65385612 0.66153697 0.6697 0.67486491 0.67689873 0.67908629 0.6807173 0.68235356 0.68425193 0.68263529 0.68530048 0.68827782 0.69118151 0.69370598 0.69608203 0.69526606 0.69693764 0.70038119 0.70430994 0.70826018 0.71204155 0.71485433 0.71724202 0.72282666 0.72828958 0.72101973 0.70663684] [0. 0. 0. 0. 0. 0. 0. 0. 0. 0. 0. 0. 0. 0. 0. 0. 0. 0. 0. 0. 0. 0. 0. 0. 0. 0. 0. 0. 0. 0. ] [0. 0. 0. 0. 0. 0. 0. 0. 0. 0. 0. 0. 0. 0. 0. 0. 0. 0. 0. 0. 0. 0. 0. 0. 0. 0. 0. 0. 0. 0. ] [0. 0. 0. 0. 0. 0. 0. 0. 0. 0. 0. 0. 0. 0. 0. 0. 0. 0. 0. 0. 0. 0. 0. 0. 0. 0. 0. 0. 0. 0. ] [0. 0. 0. 0. 0. 0. 0. 0. 0. 0. 0. 0. 0. 0. 0. 0. 0. 0. 0. 0. 0. 0. 0. 0. 0. 0. 0. 0. 0. 0. ] [0. 0. 0. 0. 0. 0. 0. 0. 0. 0. 0. 0. 0. 0. 0. 0. 0. 0. 0. 0. 0. 0. 0. 0. 0. 0. 0. 0. 0. 0. ] [0. 0. 0. 0. 0. 0. 0. 0. 0. 0. 0. 0. 0. 0. 0. 0. 0. 0. 0. 0. 0. 0. 0. 0. 0. 0. 0. 0. 0. 0. ] [0. 0. 0. 0. 0. 0. 0. 0. 0. 0. 0. 0. 0. 0. 0. 0. 0. 0. 0. 0. 0. 0. 0. 0. 0. 0. 0. 0. 0. 0. ]] | 2D array of the non-dimensional start point defined along the outer profile of a layer. The TE suction side is 0, the TE pressure side is 1. The first dimension represents each layer, the second dimension represents each entry along blade span.
rotorse.rc.layer_end_nd | intermediate |  | [[1. 1. 1. 1. 1. 1. 1. 1. 1. 1. 1. 1. 1. 1. 1. 1. 1. 1. 1. 1. 1. 1. 1. 1. 1. 1. 1. 1. 1. 1. ] [1. 1. 1. 1. 1. 1. 1. 1. 1. 1. 1. 1. 1. 1. 1. 1. 1. 1. 1. 1. 1. 1. 1. 1. 1. 1. 1. 1. 1. 1. ] [0.27864449 0.16547329 0.16632617 0.30297417 0.32615925 0.33593843 0.34310923 0.35485534 0.3576076 0.35966736 0.36171107 0.36474195 0.37374273 0.37686467 0.38010542 0.38320316 0.38587041 0.38836663 0.39365069 0.39752306 0.40094534 0.40485765 0.4087907 0.41255798 0.41701841 0.42271029 0.42827549 0.43368302 0.43073758 0.41713 ] [0.77865984 0.66548519 0.66528497 0.65385612 0.66153697 0.6697 0.67486491 0.67689873 0.67908629 0.6807173 0.68235356 0.68425193 0.68263529 0.68530048 0.68827782 0.69118151 0.69370598 0.69608203 0.69526606 0.69693764 0.70038119 0.70430994 0.70826018 0.71204155 0.71485433 0.71724202 0.72282666 0.72828958 0.72101973 0.70663684] [0.49999966 0.49999966 0.49950659 0.53812275 0.5368751 0.53411259 0.53229805 0.5338936 0.5338936 0.5338936 0.53396106 0.53442252 0.53447389 0.53567374 0.53738254 0.53926566 0.54099293 0.54266851 0.54196549 0.5425586 0.54493727 0.5474258 0.54835114 0.54816024 0.49993712 0.49608288 0.49608288 0.49608288 0.49669831 0.49727784] [0. 0. 0. 0.04144292 0.03886019 0.03540706 0.03291782 0.03241567 0.03241567 0.03241567 0.03249999 0.03304794 0.0347184 0.03626584 0.03840185 0.04075575 0.04291483 0.04500931 0.0479224 0.05074527 0.05378574 0.0575955 0.06144084 0.06521002 0. 0. 0. 0. 0. 0. ] [1. 1. 1. 1. 1. 1. 1. 1. 1. 1. 1. 1. 1. 1. 1. 1. 1. 1. 1. 1. 1. 1. 1. 1. 1. 1. 1. 1. 1. 1. ] [0.2213407 0.1081695 0.10870881 0.22837691 0.2562109 0.27220571 0.28385715 0.29650714 0.29925941 0.30131916 0.30321108 0.30525566 0.31124961 0.31158615 0.31098208 0.30984281 0.30862371 0.30734988 0.30739037 0.30618158 0.30413102 0.30118575 0.29819719 0.29517994 0.29099597 0.28518633 0.27971863 0.27458816 0.28170408 0.29718599] [0.49999966 0.49999966 0.49950659 0.47181408 0.47469879 0.47746129 0.47962953 0.48202853 0.48202853 0.48202853 0.48196107 0.48154582 0.47892445 0.47764839 0.47593958 0.47405646 0.4723292 0.47065362 0.46528965 0.461369 0.45899033 0.4565018 0.45557646 0.45576736 0.49993712 0.49608288 0.49608288 0.49608288 0.49669831 0.49727784] [0.72135605 0.6081814 0.60766761 0.57925886 0.59158863 0.60596728 0.61561283 0.61855053 0.6207381 0.6223691 0.62385357 0.62476564 0.62014218 0.62002196 0.61915449 0.61782116 0.61645929 0.61506528 0.60900574 0.60559616 0.60356687 0.60063805 0.59766667 0.59466351 0.58883188 0.57971806 0.5742698 0.56919471 0.57198624 0.58669282] [1. 1. 1. 0.95855708 0.96113981 0.96459294 0.96708218 0.96758433 0.96758433 0.96758433 0.96750001 0.96695206 0.9652816 0.96373416 0.96159815 0.95924425 0.95708517 0.95499069 0.9520776 0.94925473 0.94621426 0.9424045 0.93855916 0.93478998 1. 1. 1. 1. 1. 1. ] [1. 1. 1. 1. 1. 1. 1. 1. 1. 1. 1. 1. 1. 1. 1. 1. 1. 1. 1. 1. 1. 1. 1. 1. 1. 1. 1. 1. 1. 1. ] [0. 0. 0. 0. 0. 0. 0. 0. 0. 0. 0. 0. 0. 0. 0. 0. 0. 0. 0. 0. 0. 0. 0. 0. 0. 0. 0. 0. 0. 0. ] [0. 0. 0. 0. 0. 0. 0. 0. 0. 0. 0. 0. 0. 0. 0. 0. 0. 0. 0. 0. 0. 0. 0. 0. 0. 0. 0. 0. 0. 0. ] [0. 0. 0. 0. 0. 0. 0. 0. 0. 0. 0. 0. 0. 0. 0. 0. 0. 0. 0. 0. 0. 0. 0. 0. 0. 0. 0. 0. 0. 0. ] [0. 0. 0. 0. 0. 0. 0. 0. 0. 0. 0. 0. 0. 0. 0. 0. 0. 0. 0. 0. 0. 0. 0. 0. 0. 0. 0. 0. 0. 0. ] [0. 0. 0. 0. 0. 0. 0. 0. 0. 0. 0. 0. 0. 0. 0. 0. 0. 0. 0. 0. 0. 0. 0. 0. 0. 0. 0. 0. 0. 0. ] [0. 0. 0. 0. 0. 0. 0. 0. 0. 0. 0. 0. 0. 0. 0. 0. 0. 0. 0. 0. 0. 0. 0. 0. 0. 0. 0. 0. 0. 0. ]] | 2D array of the non-dimensional end point defined along the outer profile of a layer. The TE suction side is 0, the TE pressure side is 1. The first dimension represents each layer, the second dimension represents each entry along blade span.
rotorse.rc.ply_t | intermediate | m | [1.00000000e+06 1.00000000e+06 1.00000000e+06 1.00000000e+06 5.00000000e-03 5.15873016e-03 1.00000000e-03 1.00000000e-03 1.00000000e+06 1.00000000e+06 1.00000000e+06] | 1D array of the ply thicknesses of the materials. Non-composite materials are kept at 0.
rotorse.rc.fwf | intermediate |  | [0. 0. 0. 0. 0.74506827 0.15889029 0.74506827 0.74506827 0. 0. 0. ] | 1D array of the non-dimensional fiber weight fraction of the composite materials. Non-composite materials are kept at 0.
rotorse.rc.fvf | intermediate |  | [0. 0. 0. 0. 0.57 0.10769231 0.57 0.57 0. 0. 0. ] | 1D array of the non-dimensional fiber volume fraction of the composite materials. Non-composite materials are kept at 0.
rotorse.theta | output | deg | [ 0. 40.74200001 40.68576659 35.58693908 27.57435722 20.3366875 15.36772556 12.1421785 10.39353516 9.08281381 7.82561691 6.44717021 4.95167642 3.7143574 2.7378542 2.01136303 1.47369273 1.0195983 0.36615165 -0.39783344 -1.08024377 -1.56146291 -2.031452 -2.40477612 -2.52604568 -2.553521 -2.62083991 -2.81215755 -3.02082569 -3.63268 ] | Twist angle at each section (positive decreases angle of attack)
rotorse.re.pitch_axis | intermediate |  | [0.5 0.5 0.49663095 0.28721906 0.275 0.275 0.275 0.275 0.275 0.275 0.275 0.275 0.275 0.275 0.275 0.275 0.275 0.275 0.275 0.275 0.275 0.275 0.275 0.275 0.275 0.275 0.275 0.275 0.275 0.275 ] | 1D array of the chordwise position of the pitch axis (0-LE, 1-TE), defined along blade span.
rotorse.re.coord_xy_interp | intermediate |  | [[[ 1.00000000e+00 4.33680869e-19] [ 9.99310113e-01 -2.24586628e-02] [ 9.97715675e-01 -4.48159779e-02] ... [ 9.97767307e-01 4.41944433e-02] [ 9.99327246e-01 2.21465777e-02] [ 1.00000000e+00 -6.93889390e-18]] [[ 1.00000000e+00 4.33680869e-19] [ 9.99310113e-01 -2.24586628e-02] [ 9.97715675e-01 -4.48159779e-02] ... [ 9.97767307e-01 4.41944433e-02] [ 9.99327246e-01 2.21465777e-02] [ 1.00000000e+00 -6.93889390e-18]] [[ 1.00000000e+00 -1.56104353e-04] [ 9.98960339e-01 -2.19985674e-02] [ 9.97044546e-01 -4.37023034e-02] ... [ 9.97159777e-01 4.35554803e-02] [ 9.99009420e-01 2.19216886e-02] [ 1.00000000e+00 1.51000341e-04]] ... [[ 1.00000000e+00 -1.85825746e-03] [ 9.76833665e-01 1.35723908e-03] [ 9.53606753e-01 3.82309105e-03] ... [ 9.54692392e-01 1.46317490e-02] [ 9.77407565e-01 8.41049825e-03] [ 1.00000000e+00 2.01974332e-03]] [[ 1.00000000e+00 -1.64330792e-03] [ 9.76390332e-01 1.07534451e-03] [ 9.52741801e-01 3.14102139e-03] ... [ 9.53634224e-01 1.27279592e-02] [ 9.76861871e-01 7.26970573e-03] [ 1.00000000e+00 1.65190981e-03]] [[ 1.00000000e+00 -1.59933238e-03] [ 9.76316764e-01 1.06223114e-03] [ 9.52601299e-01 3.08357338e-03] ... [ 9.53511819e-01 1.19996935e-02] [ 9.76793838e-01 6.84560730e-03] [ 1.00000000e+00 1.54000107e-03]]] | 3D array of the non-dimensional x and y airfoil coordinates of the airfoils interpolated along span for n_span stations.
rotorse.re.precomp.web_start_nd | intermediate |  | [[0.2499926 0.1368214 0.13751749 0.29676994 0.31981814 0.32968637 0.33708454 0.34881495 0.35153107 0.35356236 0.35556215 0.35847587 0.36715202 0.3699551 0.37279062 0.37544455 0.37771572 0.37982303 0.38431377 0.38755457 0.39036295 0.39352415 0.39670157 0.39973275 0.40320784 0.40755094 0.41197265 0.41743936 0.42692007 0.35715799] [0.2499926 0.1368214 0.13751749 0.23557748 0.26344878 0.27908874 0.29035534 0.30295755 0.30572113 0.30778129 0.30969155 0.31184458 0.31817232 0.31880868 0.31861739 0.31793057 0.31712122 0.31624178 0.31693284 0.31629895 0.31483642 0.31262488 0.31037028 0.30806863 0.30484625 0.30028923 0.29595716 0.29074139 0.28534718 0.35715799]] | 2D array of the non-dimensional start point defined along the outer profile of a web. The TE suction side is 0, the TE pressure side is 1. The first dimension represents each web, the second dimension represents each entry along blade span.
rotorse.re.precomp.web_end_nd | intermediate |  | [[0.75000794 0.6368333 0.63647629 0.58716136 0.59902201 0.61289319 0.62211685 0.62496335 0.6271774 0.6288237 0.63033343 0.63136144 0.62706134 0.62722927 0.62675997 0.62586425 0.62490021 0.62388768 0.61822155 0.61521292 0.61366743 0.61136421 0.60900588 0.60659918 0.60155781 0.59355618 0.58906137 0.58364236 0.57395057 0.64666483] [0.75000794 0.6368333 0.63647629 0.64768629 0.65525077 0.66341363 0.6687569 0.67079612 0.67289746 0.67447074 0.67603861 0.6777789 0.675742 0.67807813 0.68061878 0.68304647 0.68513748 0.68709363 0.68572334 0.68687327 0.68973104 0.69291566 0.69611583 0.69916033 0.70103972 0.70220928 0.70661992 0.71210978 0.71731641 0.64666483]] | 2D array of the non-dimensional end point defined along the outer profile of a web. The TE suction side is 0, the TE pressure side is 1. The first dimension represents each web, the second dimension represents each entry along blade span.
rotorse.re.precomp.layer_thickness | intermediate | m | [[0.0005 0.0005 0.0005 0.0005 0.0005 0.0005 0.0005 0.0005 0.0005 0.0005 0.0005 0.0005 0.0005 0.0005 0.0005 0.0005 0.0005 0.0005 0.0005 0.0005 0.0005 0.0005 0.0005 0.0005 0.0005 0.0005 0.0005 0.0005 0.0005 0.0005 ] [0.05 0.04081969 0.03226966 0.02415612 0.01564759 0.00867322 0.00473378 0.00312627 0.00227767 0.00203461 0.00200053 0.00200002 0.002 0.002 0.002 0.002 0.002 0.002 0.002 0.002 0.002 0.002 0.002 0.002 0.00180323 0.00131224 0.00104021 0.00100135 0.001 0.001 ] [0.0001 0.00438147 0.0150519 0.03035182 0.04746369 0.06362935 0.07611578 0.08317021 0.08937909 0.09450151 0.09777677 0.09841932 0.09739565 0.09512692 0.09226371 0.08925432 0.08635675 0.0832791 0.07972353 0.07549254 0.0699988 0.06112214 0.04860463 0.03545513 0.02466062 0.01776472 0.01194345 0.00691416 0.00324837 0.001 ] [0.0001 0.00438147 0.0150519 0.03035182 0.04746369 0.06362935 0.07611578 0.08317021 0.08937909 0.09450151 0.09777677 0.09841932 0.09739565 0.09512692 0.09226371 0.08925432 0.08635675 0.0832791 0.07972353 0.07549254 0.0699988 0.06112214 0.04860463 0.03545513 0.02466062 0.01776472 0.01194345 0.00691416 0.00324837 0.001 ] [0. 0. 0. 0.00299507 0.00294581 0.00289655 0.00284729 0.00279803 0.00274877 0.00269951 0.00265025 0.00260099 0.00255172 0.00250246 0.0024532 0.00240394 0.00235468 0.00230542 0.00225616 0.0022069 0.00215764 0.00210837 0.00205911 0.00200985 0. 0. 0. 0. 0. 0. ] [0. 0. 0. 0.0151551 0.02659419 0.03838054 0.04863375 0.05706524 0.06593926 0.07399829 0.07952219 0.08035564 0.07552905 0.06548829 0.05371052 0.04289912 0.03358001 0.02375535 0.01434111 0.00715383 0.00416067 0.00301727 0.0021994 0.00162397 0. 0. 0. 0. 0. 0. ] [0. 0. 0. 0.0151551 0.02659419 0.03838054 0.04863375 0.05706524 0.06593926 0.07399829 0.07952219 0.08035564 0.07552905 0.06548829 0.05371052 0.04289912 0.03358001 0.02375535 0.01434111 0.00715383 0.00416067 0.00301727 0.0021994 0.00162397 0. 0. 0. 0. 0. 0. ] [0. 0. 0. 0.05972906 0.0570197 0.05431034 0.05160099 0.04889163 0.04618227 0.04347291 0.04076355 0.03805419 0.03534483 0.03263547 0.02992611 0.02721675 0.02450739 0.02179803 0.01908867 0.01637931 0.01366995 0.01096059 0.00825123 0.00554187 0. 0. 0. 0. 0. 0. ] [0. 0. 0. 0.05972906 0.0570197 0.05431034 0.05160099 0.04889163 0.04618227 0.04347291 0.04076355 0.03805419 0.03534483 0.03263547 0.02992611 0.02721675 0.02450739 0.02179803 0.01908867 0.01637931 0.01366995 0.01096059 0.00825123 0.00554187 0. 0. 0. 0. 0. 0. ] [0. 0. 0. 0.05972906 0.0570197 0.05431034 0.05160099 0.04889163 0.04618227 0.04347291 0.04076355 0.03805419 0.03534483 0.03263547 0.02992611 0.02721675 0.02450739 0.02179803 0.01908867 0.01637931 0.01366995 0.01096059 0.00825123 0.00554187 0. 0. 0. 0. 0. 0. ] [0. 0. 0. 0.05972906 0.0570197 0.05431034 0.05160099 0.04889163 0.04618227 0.04347291 0.04076355 0.03805419 0.03534483 0.03263547 0.02992611 0.02721675 0.02450739 0.02179803 0.01908867 0.01637931 0.01366995 0.01096059 0.00825123 0.00554187 0. 0. 0. 0. 0. 0. ] [0.05 0.04081969 0.03226966 0.02415612 0.01564759 0.00867322 0.00473378 0.00312627 0.00227767 0.00203461 0.00200053 0.00200002 0.002 0.002 0.002 0.002 0.002 0.002 0.002 0.002 0.002 0.002 0.002 0.002 0.00180323 0.00131224 0.00104021 0.00100135 0.001 0.001 ] [0. 0. 0. 0.00199391 0.00193306 0.00187221 0.00181136 0.00175051 0.00168966 0.0016288 0.00156795 0.0015071 0.00144625 0.0013854 0.00132454 0.00126369 0.00120284 0.00114199 0.00108114 0.00102028 0.00095943 0.00089858 0.00083773 0.00077688 0.00071602 0.00065517 0.00059432 0.00053347 0. 0. ] [0. 0. 0. 0.04284584 0.04130426 0.03976268 0.0382211 0.03667951 0.03513793 0.03359635 0.03205477 0.03051318 0.0289716 0.02743002 0.02588844 0.02434686 0.02280527 0.02126369 0.01972211 0.01818053 0.01663895 0.01509736 0.01355578 0.0120142 0.01047262 0.00893103 0.00738945 0.00584787 0. 0. ] [0. 0. 0. 0.00199391 0.00193306 0.00187221 0.00181136 0.00175051 0.00168966 0.0016288 0.00156795 0.0015071 0.00144625 0.0013854 0.00132454 0.00126369 0.00120284 0.00114199 0.00108114 0.00102028 0.00095943 0.00089858 0.00083773 0.00077688 0.00071602 0.00065517 0.00059432 0.00053347 0. 0. ] [0. 0. 0. 0.00199391 0.00193306 0.00187221 0.00181136 0.00175051 0.00168966 0.0016288 0.00156795 0.0015071 0.00144625 0.0013854 0.00132454 0.00126369 0.00120284 0.00114199 0.00108114 0.00102028 0.00095943 0.00089858 0.00083773 0.00077688 0.00071602 0.00065517 0.00059432 0.00053347 0. 0. ] [0. 0. 0. 0.04284584 0.04130426 0.03976268 0.0382211 0.03667951 0.03513793 0.03359635 0.03205477 0.03051318 0.0289716 0.02743002 0.02588844 0.02434686 0.02280527 0.02126369 0.01972211 0.01818053 0.01663895 0.01509736 0.01355578 0.0120142 0.01047262 0.00893103 0.00738945 0.00584787 0. 0. ] [0. 0. 0. 0.00199391 0.00193306 0.00187221 0.00181136 0.00175051 0.00168966 0.0016288 0.00156795 0.0015071 0.00144625 0.0013854 0.00132454 0.00126369 0.00120284 0.00114199 0.00108114 0.00102028 0.00095943 0.00089858 0.00083773 0.00077688 0.00071602 0.00065517 0.00059432 0.00053347 0. 0. ]] | 2D array of the thickness of the layers of the blade structure. The first dimension represents each layer, the second dimension represents each entry along blade span.
rotorse.re.precomp.layer_start_nd | intermediate |  | [[0. 0. 0. 0. 0. 0. 0. 0. 0. 0. 0. 0. 0. 0. 0. 0. 0. 0. 0. 0. 0. 0. 0. 0. 0. 0. 0. 0. 0. 0. ] [0. 0. 0. 0. 0. 0. 0. 0. 0. 0. 0. 0. 0. 0. 0. 0. 0. 0. 0. 0. 0. 0. 0. 0. 0. 0. 0. 0. 0. 0. ] [0.2213407 0.1081695 0.10870881 0.22837691 0.2562109 0.27220571 0.28385715 0.29650714 0.29925941 0.30131916 0.30321108 0.30525566 0.31124961 0.31158615 0.31098208 0.30984281 0.30862371 0.30734988 0.30739037 0.30618158 0.30413102 0.30118575 0.29819719 0.29517994 0.29099597 0.28518633 0.27971863 0.27458816 0.28170408 0.29718599] [0.72135605 0.6081814 0.60766761 0.57925886 0.59158863 0.60596728 0.61561283 0.61855053 0.6207381 0.6223691 0.62385357 0.62476564 0.62014218 0.62002196 0.61915449 0.61782116 0.61645929 0.61506528 0.60900574 0.60559616 0.60356687 0.60063805 0.59766667 0.59466351 0.58883188 0.57971806 0.5742698 0.56919471 0.57198624 0.58669282] [0.49999966 0.49999966 0.49950659 0.47181408 0.47469879 0.47746129 0.47962953 0.48202853 0.48202853 0.48202853 0.48196107 0.48154582 0.47892445 0.47764839 0.47593958 0.47405646 0.4723292 0.47065362 0.46528965 0.461369 0.45899033 0.4565018 0.45557646 0.45576736 0.49993712 0.49608288 0.49608288 0.49608288 0.49669831 0.49727784] [0. 0. 0. 0. 0. 0. 0. 0. 0. 0. 0. 0. 0. 0. 0. 0. 0. 0. 0. 0. 0. 0. 0. 0. 0. 0. 0. 0. 0. 0. ] [1. 1. 1. 0.95855708 0.96113981 0.96459294 0.96708218 0.96758433 0.96758433 0.96758433 0.96750001 0.96695206 0.9652816 0.96373416 0.96159815 0.95924425 0.95708517 0.95499069 0.9520776 0.94925473 0.94621426 0.9424045 0.93855916 0.93478998 1. 1. 1. 1. 1. 1. ] [0. 0. 0. 0.04144292 0.03886019 0.03540706 0.03291782 0.03241567 0.03241567 0.03241567 0.03249999 0.03304794 0.0347184 0.03626584 0.03840185 0.04075575 0.04291483 0.04500931 0.0479224 0.05074527 0.05378574 0.0575955 0.06144084 0.06521002 0. 0. 0. 0. 0. 0. ] [0.27864449 0.16547329 0.16632617 0.30297417 0.32615925 0.33593843 0.34310923 0.35485534 0.3576076 0.35966736 0.36171107 0.36474195 0.37374273 0.37686467 0.38010542 0.38320316 0.38587041 0.38836663 0.39365069 0.39752306 0.40094534 0.40485765 0.4087907 0.41255798 0.41701841 0.42271029 0.42827549 0.43368302 0.43073758 0.41713 ] [0.49999966 0.49999966 0.49950659 0.53812275 0.5368751 0.53411259 0.53229805 0.5338936 0.5338936 0.5338936 0.53396106 0.53442252 0.53447389 0.53567374 0.53738254 0.53926566 0.54099293 0.54266851 0.54196549 0.5425586 0.54493727 0.5474258 0.54835114 0.54816024 0.49993712 0.49608288 0.49608288 0.49608288 0.49669831 0.49727784] [0.77865984 0.66548519 0.66528497 0.65385612 0.66153697 0.6697 0.67486491 0.67689873 0.67908629 0.6807173 0.68235356 0.68425193 0.68263529 0.68530048 0.68827782 0.69118151 0.69370598 0.69608203 0.69526606 0.69693764 0.70038119 0.70430994 0.70826018 0.71204155 0.71485433 0.71724202 0.72282666 0.72828958 0.72101973 0.70663684] [0. 0. 0. 0. 0. 0. 0. 0. 0. 0. 0. 0. 0. 0. 0. 0. 0. 0. 0. 0. 0. 0. 0. 0. 0. 0. 0. 0. 0. 0. ] [0. 0. 0. 0. 0. 0. 0. 0. 0. 0. 0. 0. 0. 0. 0. 0. 0. 0. 0. 0. 0. 0. 0. 0. 0. 0. 0. 0. 0. 0. ] [0. 0. 0. 0. 0. 0. 0. 0. 0. 0. 0. 0. 0. 0. 0. 0. 0. 0. 0. 0. 0. 0. 0. 0. 0. 0. 0. 0. 0. 0. ] [0. 0. 0. 0. 0. 0. 0. 0. 0. 0. 0. 0. 0. 0. 0. 0. 0. 0. 0. 0. 0. 0. 0. 0. 0. 0. 0. 0. 0. 0. ] [0. 0. 0. 0. 0. 0. 0. 0. 0. 0. 0. 0. 0. 0. 0. 0. 0. 0. 0. 0. 0. 0. 0. 0. 0. 0. 0. 0. 0. 0. ] [0. 0. 0. 0. 0. 0. 0. 0. 0. 0. 0. 0. 0. 0. 0. 0. 0. 0. 0. 0. 0. 0. 0. 0. 0. 0. 0. 0. 0. 0. ] [0. 0. 0. 0. 0. 0. 0. 0. 0. 0. 0. 0. 0. 0. 0. 0. 0. 0. 0. 0. 0. 0. 0. 0. 0. 0. 0. 0. 0. 0. ]] | 2D array of the non-dimensional start point defined along the outer profile of a layer. The TE suction side is 0, the TE pressure side is 1. The first dimension represents each layer, the second dimension represents each entry along blade span.
rotorse.re.precomp.layer_end_nd | intermediate |  | [[1. 1. 1. 1. 1. 1. 1. 1. 1. 1. 1. 1. 1. 1. 1. 1. 1. 1. 1. 1. 1. 1. 1. 1. 1. 1. 1. 1. 1. 1. ] [1. 1. 1. 1. 1. 1. 1. 1. 1. 1. 1. 1. 1. 1. 1. 1. 1. 1. 1. 1. 1. 1. 1. 1. 1. 1. 1. 1. 1. 1. ] [0.27864449 0.16547329 0.16632617 0.30297417 0.32615925 0.33593843 0.34310923 0.35485534 0.3576076 0.35966736 0.36171107 0.36474195 0.37374273 0.37686467 0.38010542 0.38320316 0.38587041 0.38836663 0.39365069 0.39752306 0.40094534 0.40485765 0.4087907 0.41255798 0.41701841 0.42271029 0.42827549 0.43368302 0.43073758 0.41713 ] [0.77865984 0.66548519 0.66528497 0.65385612 0.66153697 0.6697 0.67486491 0.67689873 0.67908629 0.6807173 0.68235356 0.68425193 0.68263529 0.68530048 0.68827782 0.69118151 0.69370598 0.69608203 0.69526606 0.69693764 0.70038119 0.70430994 0.70826018 0.71204155 0.71485433 0.71724202 0.72282666 0.72828958 0.72101973 0.70663684] [0.49999966 0.49999966 0.49950659 0.53812275 0.5368751 0.53411259 0.53229805 0.5338936 0.5338936 0.5338936 0.53396106 0.53442252 0.53447389 0.53567374 0.53738254 0.53926566 0.54099293 0.54266851 0.54196549 0.5425586 0.54493727 0.5474258 0.54835114 0.54816024 0.49993712 0.49608288 0.49608288 0.49608288 0.49669831 0.49727784] [0. 0. 0. 0.04144292 0.03886019 0.03540706 0.03291782 0.03241567 0.03241567 0.03241567 0.03249999 0.03304794 0.0347184 0.03626584 0.03840185 0.04075575 0.04291483 0.04500931 0.0479224 0.05074527 0.05378574 0.0575955 0.06144084 0.06521002 0. 0. 0. 0. 0. 0. ] [1. 1. 1. 1. 1. 1. 1. 1. 1. 1. 1. 1. 1. 1. 1. 1. 1. 1. 1. 1. 1. 1. 1. 1. 1. 1. 1. 1. 1. 1. ] [0.2213407 0.1081695 0.10870881 0.22837691 0.2562109 0.27220571 0.28385715 0.29650714 0.29925941 0.30131916 0.30321108 0.30525566 0.31124961 0.31158615 0.31098208 0.30984281 0.30862371 0.30734988 0.30739037 0.30618158 0.30413102 0.30118575 0.29819719 0.29517994 0.29099597 0.28518633 0.27971863 0.27458816 0.28170408 0.29718599] [0.49999966 0.49999966 0.49950659 0.47181408 0.47469879 0.47746129 0.47962953 0.48202853 0.48202853 0.48202853 0.48196107 0.48154582 0.47892445 0.47764839 0.47593958 0.47405646 0.4723292 0.47065362 0.46528965 0.461369 0.45899033 0.4565018 0.45557646 0.45576736 0.49993712 0.49608288 0.49608288 0.49608288 0.49669831 0.49727784] [0.72135605 0.6081814 0.60766761 0.57925886 0.59158863 0.60596728 0.61561283 0.61855053 0.6207381 0.6223691 0.62385357 0.62476564 0.62014218 0.62002196 0.61915449 0.61782116 0.61645929 0.61506528 0.60900574 0.60559616 0.60356687 0.60063805 0.59766667 0.59466351 0.58883188 0.57971806 0.5742698 0.56919471 0.57198624 0.58669282] [1. 1. 1. 0.95855708 0.96113981 0.96459294 0.96708218 0.96758433 0.96758433 0.96758433 0.96750001 0.96695206 0.9652816 0.96373416 0.96159815 0.95924425 0.95708517 0.95499069 0.9520776 0.94925473 0.94621426 0.9424045 0.93855916 0.93478998 1. 1. 1. 1. 1. 1. ] [1. 1. 1. 1. 1. 1. 1. 1. 1. 1. 1. 1. 1. 1. 1. 1. 1. 1. 1. 1. 1. 1. 1. 1. 1. 1. 1. 1. 1. 1. ] [0. 0. 0. 0. 0. 0. 0. 0. 0. 0. 0. 0. 0. 0. 0. 0. 0. 0. 0. 0. 0. 0. 0. 0. 0. 0. 0. 0. 0. 0. ] [0. 0. 0. 0. 0. 0. 0. 0. 0. 0. 0. 0. 0. 0. 0. 0. 0. 0. 0. 0. 0. 0. 0. 0. 0. 0. 0. 0. 0. 0. ] [0. 0. 0. 0. 0. 0. 0. 0. 0. 0. 0. 0. 0. 0. 0. 0. 0. 0. 0. 0. 0. 0. 0. 0. 0. 0. 0. 0. 0. 0. ] [0. 0. 0. 0. 0. 0. 0. 0. 0. 0. 0. 0. 0. 0. 0. 0. 0. 0. 0. 0. 0. 0. 0. 0. 0. 0. 0. 0. 0. 0. ] [0. 0. 0. 0. 0. 0. 0. 0. 0. 0. 0. 0. 0. 0. 0. 0. 0. 0. 0. 0. 0. 0. 0. 0. 0. 0. 0. 0. 0. 0. ] [0. 0. 0. 0. 0. 0. 0. 0. 0. 0. 0. 0. 0. 0. 0. 0. 0. 0. 0. 0. 0. 0. 0. 0. 0. 0. 0. 0. 0. 0. ]] | 2D array of the non-dimensional end point defined along the outer profile of a layer. The TE suction side is 0, the TE pressure side is 1. The first dimension represents each layer, the second dimension represents each entry along blade span.
rotorse.rp.aep.CDF_V | intermediate | m/s | [0.06824543 0.07317592 0.07825729 0.08348677 0.08886153 0.09437864 0.10003514 0.10582799 0.11175409 0.1178103 0.12399341 0.13030017 0.13672727 0.14327136 0.14992906 0.15669694 0.16357153 0.17054933 0.17762681 0.18480043 0.19206659 0.19942169 0.20686212 0.21438424 0.2219844 0.22965893 0.23740419 0.24521648 0.25309215 0.26102753 0.26901895 0.27706275 0.28515528 0.29329292 0.30147203 0.30968902 0.31794031 0.32622234 0.33453157 0.3428645 0.35121765 0.35958758 0.36797088 0.37636417 0.38476413 0.39316746 0.4015709 0.40997127 0.41836538 0.42675014 0.43512249 0.4434794 0.45181794 0.46013518 0.4684283 0.4766945 0.48493104 0.49313527 0.50130457 0.50943638 0.51752823 0.5255777 0.53358242 0.54154011 0.54944853 0.55730553 0.56510902 0.57285696 0.5805474 0.58817845 0.59574828 0.60325515 0.61069736 0.6180733 0.62538141 0.63262022 0.63978832 0.64688436 0.65390705 0.6608552 0.66772765 0.67452333 0.68124122 0.68788039 0.69443994 0.70091905 0.70731698 0.71363303 0.71986656 0.726017 0.73208386 0.73806666 0.74396502 0.7497786 0.75550712 0.76115035 0.76670812 0.77218031 0.77756684 0.78286771 0.78808294 0.79321261 0.79825684 0.80321582 0.80808974 0.81287887 0.81758352 0.82220402 0.82674074 0.83119412 0.8355646 0.83985268 0.84405887 0.84818374 0.85222787 0.85619189 0.86007643 0.86388218 0.86760984 0.87126013 0.8748338 0.87833164 0.88175443 0.88510299 0.88837815 0.89158077 0.89471172 0.89777188 0.90076215 0.90368344 0.90653669 0.90932282 0.91204279 0.91469754 0.91728805 0.91981528 0.92228022 0.92468385 0.92702715 0.92931111 0.93153673 0.93370501 0.93581694 0.93787353 0.93987575 0.94182462 0.94372112 0.94556625 0.94736099 0.94910633 0.95080325 0.95245271 0.9540557 0.95561316 0.95712606 0.95859534 0.96002195 0.96140681 0.96275085 0.96405498 0.96532012 0.96654715 0.96773696 0.96889042 0.97000841 0.97109177 0.97214134 0.97315796 0.97414245 0.97509561 0.97601824 0.97691112 0.97777502 0.97861071 0.97941893 0.98020041 0.98095587 0.98168602 0.98239156 0.98307317 0.98373152 0.98436726 0.98498105 0.9855735 0.98614525 0.98669689 0.98722901 0.98774221 0.98823704 0.98871406 0.98917382 0.98961684 0.99004365 0.99045474 0.99085061 0.99123175 0.99159863 0.9919517 0.99229141 0.99261821] | cumulative distribution function evaluated at each wind speed
rotorse.rp.aep.P | intermediate | W | [-3.59110841e+05 -3.55823605e+05 -3.46259345e+05 -3.30864232e+05 -3.10084435e+05 -2.84366126e+05 -2.54155475e+05 -2.19898653e+05 -1.82041830e+05 -1.41031176e+05 -9.73128634e+04 -5.13330613e+04 -5.78286644e+02 7.16842249e+04 1.65469671e+05 2.77563996e+05 4.04753143e+05 5.43823056e+05 6.91559678e+05 8.44748953e+05 1.00017683e+06 1.15490611e+06 1.31974029e+06 1.49974466e+06 1.69230832e+06 1.89482033e+06 2.10466979e+06 2.31924576e+06 2.53606780e+06 2.76093675e+06 2.99643899e+06 3.24018644e+06 3.48979103e+06 3.74486627e+06 4.01098301e+06 4.28363932e+06 4.56528136e+06 4.85292173e+06 5.15068869e+06 5.46121097e+06 5.78183856e+06 6.10876991e+06 6.43820346e+06 6.76633764e+06 7.08872348e+06 7.40320100e+06 7.71387769e+06 8.02518916e+06 8.34157104e+06 8.66745891e+06 9.00728840e+06 9.36549512e+06 9.74802091e+06 1.01564748e+07 1.05859722e+07 1.10315532e+07 1.14882576e+07 1.19511256e+07 1.24151971e+07 1.28755121e+07 1.33271106e+07 1.37650325e+07 1.41903356e+07 1.46138077e+07 1.50355496e+07 1.54552178e+07 1.58724686e+07 1.62869585e+07 1.66983437e+07 1.71062808e+07 1.75104261e+07 1.79104360e+07 1.83059668e+07 1.86966750e+07 1.91138926e+07 1.95989002e+07 1.99475212e+07 2.00000000e+07 2.00000000e+07 2.00000000e+07 2.00000000e+07 2.00000000e+07 2.00000000e+07 2.00000000e+07 2.00000000e+07 2.00000000e+07 2.00000000e+07 2.00000000e+07 2.00000000e+07 2.00000001e+07 2.00000003e+07 2.00000006e+07 2.00000009e+07 2.00000013e+07 2.00000017e+07 2.00000021e+07 2.00000025e+07 2.00000030e+07 2.00000034e+07 2.00000037e+07 2.00000040e+07 2.00000043e+07 2.00000045e+07 2.00000046e+07 2.00000042e+07 2.00000023e+07 1.99999988e+07 1.99999941e+07 1.99999883e+07 1.99999816e+07 1.99999743e+07 1.99999666e+07 1.99999586e+07 1.99999507e+07 1.99999429e+07 1.99999356e+07 1.99999289e+07 1.99999231e+07 1.99999183e+07 1.99999148e+07 1.99999128e+07 1.99999125e+07 1.99999151e+07 1.99999203e+07 1.99999280e+07 1.99999377e+07 1.99999491e+07 1.99999619e+07 1.99999757e+07 1.99999901e+07 2.00000049e+07 2.00000196e+07 2.00000339e+07 2.00000476e+07 2.00000602e+07 2.00000713e+07 2.00000807e+07 2.00000881e+07 2.00000929e+07 2.00000950e+07 2.00000946e+07 2.00000932e+07 2.00000909e+07 2.00000877e+07 2.00000838e+07 2.00000792e+07 2.00000742e+07 2.00000688e+07 2.00000631e+07 2.00000573e+07 2.00000514e+07 2.00000456e+07 2.00000399e+07 2.00000345e+07 2.00000296e+07 2.00000251e+07 2.00000212e+07 2.00000181e+07 2.00000158e+07 2.00000144e+07 2.00000132e+07 2.00000120e+07 2.00000109e+07 2.00000098e+07 2.00000087e+07 2.00000077e+07 2.00000068e+07 2.00000059e+07 2.00000050e+07 2.00000043e+07 2.00000035e+07 2.00000029e+07 2.00000023e+07 2.00000018e+07 2.00000014e+07 2.00000010e+07 2.00000007e+07 2.00000005e+07 2.00000004e+07 2.00000004e+07 2.00000005e+07 2.00000006e+07 2.00000009e+07 2.00000012e+07 2.00000016e+07 2.00000021e+07 2.00000026e+07 2.00000033e+07 2.00000040e+07 2.00000048e+07 2.00000057e+07 2.00000066e+07 2.00000076e+07 2.00000087e+07 2.00000099e+07 2.00000112e+07 2.00000125e+07 2.00000139e+07 2.00000154e+07 2.00000170e+07] | power curve (power)
rotorse.rp.cdf.x | intermediate | m/s | [ 3. 3.11055276 3.22110553 3.33165829 3.44221106 3.55276382 3.66331658 3.77386935 3.88442211 3.99497487 4.10552764 4.2160804 4.32663317 4.43718593 4.54773869 4.65829146 4.76884422 4.87939698 4.98994975 5.10050251 5.21105528 5.32160804 5.4321608 5.54271357 5.65326633 5.7638191 5.87437186 5.98492462 6.09547739 6.20603015 6.31658291 6.42713568 6.53768844 6.64824121 6.75879397 6.86934673 6.9798995 7.09045226 7.20100503 7.31155779 7.42211055 7.53266332 7.64321608 7.75376884 7.86432161 7.97487437 8.08542714 8.1959799 8.30653266 8.41708543 8.52763819 8.63819095 8.74874372 8.85929648 8.96984925 9.08040201 9.19095477 9.30150754 9.4120603 9.52261307 9.63316583 9.74371859 9.85427136 9.96482412 10.07537688 10.18592965 10.29648241 10.40703518 10.51758794 10.6281407 10.73869347 10.84924623 10.95979899 11.07035176 11.18090452 11.29145729 11.40201005 11.51256281 11.62311558 11.73366834 11.84422111 11.95477387 12.06532663 12.1758794 12.28643216 12.39698492 12.50753769 12.61809045 12.72864322 12.83919598 12.94974874 13.06030151 13.17085427 13.28140704 13.3919598 13.50251256 13.61306533 13.72361809 13.83417085 13.94472362 14.05527638 14.16582915 14.27638191 14.38693467 14.49748744 14.6080402 14.71859296 14.82914573 14.93969849 15.05025126 15.16080402 15.27135678 15.38190955 15.49246231 15.60301508 15.71356784 15.8241206 15.93467337 16.04522613 16.15577889 16.26633166 16.37688442 16.48743719 16.59798995 16.70854271 16.81909548 16.92964824 17.04020101 17.15075377 17.26130653 17.3718593 17.48241206 17.59296482 17.70351759 17.81407035 17.92462312 18.03517588 18.14572864 18.25628141 18.36683417 18.47738693 18.5879397 18.69849246 18.80904523 18.91959799 19.03015075 19.14070352 19.25125628 19.36180905 19.47236181 19.58291457 19.69346734 19.8040201 19.91457286 20.02512563 20.13567839 20.24623116 20.35678392 20.46733668 20.57788945 20.68844221 20.79899497 20.90954774 21.0201005 21.13065327 21.24120603 21.35175879 21.46231156 21.57286432 21.68341709 21.79396985 21.90452261 22.01507538 22.12562814 22.2361809 22.34673367 22.45728643 22.5678392 22.67839196 22.78894472 22.89949749 23.01005025 23.12060302 23.23115578 23.34170854 23.45226131 23.56281407 23.67336683 23.7839196 23.89447236 24.00502513 24.11557789 24.22613065 24.33668342 24.44723618 24.55778894 24.66834171 24.77889447 24.88944724 25. ] | corresponding reference height
rotorse.rp.cdf.xbar | intermediate | m/s | [10.] | mean value of distribution
rotorse.rp.gust.V_mean | intermediate | m/s | [10.] | IEC average wind speed for turbine class
rotorse.rp.gust.V_hub | intermediate | m/s | [11.4562136] | hub height wind speed
rotorse.rp.powercurve.generator_efficiency | intermediate |  | [0.97031708 0.96964283 0.96902725 0.96846402 0.96794755 0.96744156 0.96700251 0.96656226 0.96618561 0.96579833 0.96547212 0.9651276 0.96480074 0.96448978 0.96419315 0.96390942 0.96363731 0.96337566 0.96312339 0.96283277] | Generator efficiency at various rpm values to support table lookup
rotorse.rp.powercurve.lss_rpm | intermediate | rpm | [5. 5.09145789 5.18291579 5.27437368 5.36583157 5.45728947 5.54874736 5.64020526 5.73166315 5.82312104 5.91457894 6.00603683 6.09749472 6.18895262 6.28041051 6.3718684 6.4633263 6.55478419 6.64624208 6.73769998] | Low speed shaft RPM values at which the generator efficiency values are given
rotorse.rp.powercurve.V | output | m/s | [ 3. 4.27204607 5.30403148 6.08010611 6.58835037 6.82095822 6.86755938 7.1926538 7.79124841 8.6541495 9.76810389 11.11600255 11.4562136 12.67714331 14.42754887 16.34033501 18.38612357 20.5334936 22.74946399 25. ] | wind vector
rotorse.rp.powercurve.Omega | output | rpm | [5. 5. 5. 5. 5. 5. 5. 5. 5. 5.52401648 6.23506295 6.73769998 6.73769998 6.73769998 6.73769998 6.73769998 6.73769998 6.73769998 6.73769998 6.73769998] | rotor rotational speed
rotorse.rp.powercurve.P | output | W | [ -359110.84052762 -27336.38432273 1130270.23304217 2505778.82280558 3605478.08601936 4163163.44657043 4279112.36778229 5127748.99943462 6876613.91792166 9418982.80367742 13859292.36814131 18856523.52273064 20000000. 19999999.9935438 20000004.5815523 19999912.37380839 20000095.0245247 20000014.89728078 20000000.4010275 20000016.95233157] | rotor electrical power
rotorse.rs.aero_gust.V_load | intermediate | m/s | [20.69234079]
rotorse.rs.Omega_load | intermediate | rpm | [6.73769998]
rotorse.rs.pitch_load | intermediate | deg | [4.84632692]
rotorse.rs.aero_hub_loads.V_load | intermediate | m/s | [20.69234079]
rotorse.rs.brs.rootD | intermediate | m | [5.] | Blade root outer diameter / Chord at blade span station 0
rotorse.rs.brs.layer_thickness | intermediate | m | [[0.0005 0.0005 0.0005 0.0005 0.0005 0.0005 0.0005 0.0005 0.0005 0.0005 0.0005 0.0005 0.0005 0.0005 0.0005 0.0005 0.0005 0.0005 0.0005 0.0005 0.0005 0.0005 0.0005 0.0005 0.0005 0.0005 0.0005 0.0005 0.0005 0.0005 ] [0.05 0.04081969 0.03226966 0.02415612 0.01564759 0.00867322 0.00473378 0.00312627 0.00227767 0.00203461 0.00200053 0.00200002 0.002 0.002 0.002 0.002 0.002 0.002 0.002 0.002 0.002 0.002 0.002 0.002 0.00180323 0.00131224 0.00104021 0.00100135 0.001 0.001 ] [0.0001 0.00438147 0.0150519 0.03035182 0.04746369 0.06362935 0.07611578 0.08317021 0.08937909 0.09450151 0.09777677 0.09841932 0.09739565 0.09512692 0.09226371 0.08925432 0.08635675 0.0832791 0.07972353 0.07549254 0.0699988 0.06112214 0.04860463 0.03545513 0.02466062 0.01776472 0.01194345 0.00691416 0.00324837 0.001 ] [0.0001 0.00438147 0.0150519 0.03035182 0.04746369 0.06362935 0.07611578 0.08317021 0.08937909 0.09450151 0.09777677 0.09841932 0.09739565 0.09512692 0.09226371 0.08925432 0.08635675 0.0832791 0.07972353 0.07549254 0.0699988 0.06112214 0.04860463 0.03545513 0.02466062 0.01776472 0.01194345 0.00691416 0.00324837 0.001 ] [0. 0. 0. 0.00299507 0.00294581 0.00289655 0.00284729 0.00279803 0.00274877 0.00269951 0.00265025 0.00260099 0.00255172 0.00250246 0.0024532 0.00240394 0.00235468 0.00230542 0.00225616 0.0022069 0.00215764 0.00210837 0.00205911 0.00200985 0. 0. 0. 0. 0. 0. ] [0. 0. 0. 0.0151551 0.02659419 0.03838054 0.04863375 0.05706524 0.06593926 0.07399829 0.07952219 0.08035564 0.07552905 0.06548829 0.05371052 0.04289912 0.03358001 0.02375535 0.01434111 0.00715383 0.00416067 0.00301727 0.0021994 0.00162397 0. 0. 0. 0. 0. 0. ] [0. 0. 0. 0.0151551 0.02659419 0.03838054 0.04863375 0.05706524 0.06593926 0.07399829 0.07952219 0.08035564 0.07552905 0.06548829 0.05371052 0.04289912 0.03358001 0.02375535 0.01434111 0.00715383 0.00416067 0.00301727 0.0021994 0.00162397 0. 0. 0. 0. 0. 0. ] [0. 0. 0. 0.05972906 0.0570197 0.05431034 0.05160099 0.04889163 0.04618227 0.04347291 0.04076355 0.03805419 0.03534483 0.03263547 0.02992611 0.02721675 0.02450739 0.02179803 0.01908867 0.01637931 0.01366995 0.01096059 0.00825123 0.00554187 0. 0. 0. 0. 0. 0. ] [0. 0. 0. 0.05972906 0.0570197 0.05431034 0.05160099 0.04889163 0.04618227 0.04347291 0.04076355 0.03805419 0.03534483 0.03263547 0.02992611 0.02721675 0.02450739 0.02179803 0.01908867 0.01637931 0.01366995 0.01096059 0.00825123 0.00554187 0. 0. 0. 0. 0. 0. ] [0. 0. 0. 0.05972906 0.0570197 0.05431034 0.05160099 0.04889163 0.04618227 0.04347291 0.04076355 0.03805419 0.03534483 0.03263547 0.02992611 0.02721675 0.02450739 0.02179803 0.01908867 0.01637931 0.01366995 0.01096059 0.00825123 0.00554187 0. 0. 0. 0. 0. 0. ] [0. 0. 0. 0.05972906 0.0570197 0.05431034 0.05160099 0.04889163 0.04618227 0.04347291 0.04076355 0.03805419 0.03534483 0.03263547 0.02992611 0.02721675 0.02450739 0.02179803 0.01908867 0.01637931 0.01366995 0.01096059 0.00825123 0.00554187 0. 0. 0. 0. 0. 0. ] [0.05 0.04081969 0.03226966 0.02415612 0.01564759 0.00867322 0.00473378 0.00312627 0.00227767 0.00203461 0.00200053 0.00200002 0.002 0.002 0.002 0.002 0.002 0.002 0.002 0.002 0.002 0.002 0.002 0.002 0.00180323 0.00131224 0.00104021 0.00100135 0.001 0.001 ] [0. 0. 0. 0.00199391 0.00193306 0.00187221 0.00181136 0.00175051 0.00168966 0.0016288 0.00156795 0.0015071 0.00144625 0.0013854 0.00132454 0.00126369 0.00120284 0.00114199 0.00108114 0.00102028 0.00095943 0.00089858 0.00083773 0.00077688 0.00071602 0.00065517 0.00059432 0.00053347 0. 0. ] [0. 0. 0. 0.04284584 0.04130426 0.03976268 0.0382211 0.03667951 0.03513793 0.03359635 0.03205477 0.03051318 0.0289716 0.02743002 0.02588844 0.02434686 0.02280527 0.02126369 0.01972211 0.01818053 0.01663895 0.01509736 0.01355578 0.0120142 0.01047262 0.00893103 0.00738945 0.00584787 0. 0. ] [0. 0. 0. 0.00199391 0.00193306 0.00187221 0.00181136 0.00175051 0.00168966 0.0016288 0.00156795 0.0015071 0.00144625 0.0013854 0.00132454 0.00126369 0.00120284 0.00114199 0.00108114 0.00102028 0.00095943 0.00089858 0.00083773 0.00077688 0.00071602 0.00065517 0.00059432 0.00053347 0. 0. ] [0. 0. 0. 0.00199391 0.00193306 0.00187221 0.00181136 0.00175051 0.00168966 0.0016288 0.00156795 0.0015071 0.00144625 0.0013854 0.00132454 0.00126369 0.00120284 0.00114199 0.00108114 0.00102028 0.00095943 0.00089858 0.00083773 0.00077688 0.00071602 0.00065517 0.00059432 0.00053347 0. 0. ] [0. 0. 0. 0.04284584 0.04130426 0.03976268 0.0382211 0.03667951 0.03513793 0.03359635 0.03205477 0.03051318 0.0289716 0.02743002 0.02588844 0.02434686 0.02280527 0.02126369 0.01972211 0.01818053 0.01663895 0.01509736 0.01355578 0.0120142 0.01047262 0.00893103 0.00738945 0.00584787 0. 0. ] [0. 0. 0. 0.00199391 0.00193306 0.00187221 0.00181136 0.00175051 0.00168966 0.0016288 0.00156795 0.0015071 0.00144625 0.0013854 0.00132454 0.00126369 0.00120284 0.00114199 0.00108114 0.00102028 0.00095943 0.00089858 0.00083773 0.00077688 0.00071602 0.00065517 0.00059432 0.00053347 0. 0. ]] | 2D array of the thickness of the layers of the blade structure. The first dimension represents each layer, the second dimension represents each entry along blade span.
rotorse.rs.brs.layer_start_nd | intermediate |  | [[0. 0. 0. 0. 0. 0. 0. 0. 0. 0. 0. 0. 0. 0. 0. 0. 0. 0. 0. 0. 0. 0. 0. 0. 0. 0. 0. 0. 0. 0. ] [0. 0. 0. 0. 0. 0. 0. 0. 0. 0. 0. 0. 0. 0. 0. 0. 0. 0. 0. 0. 0. 0. 0. 0. 0. 0. 0. 0. 0. 0. ] [0.2213407 0.1081695 0.10870881 0.22837691 0.2562109 0.27220571 0.28385715 0.29650714 0.29925941 0.30131916 0.30321108 0.30525566 0.31124961 0.31158615 0.31098208 0.30984281 0.30862371 0.30734988 0.30739037 0.30618158 0.30413102 0.30118575 0.29819719 0.29517994 0.29099597 0.28518633 0.27971863 0.27458816 0.28170408 0.29718599] [0.72135605 0.6081814 0.60766761 0.57925886 0.59158863 0.60596728 0.61561283 0.61855053 0.6207381 0.6223691 0.62385357 0.62476564 0.62014218 0.62002196 0.61915449 0.61782116 0.61645929 0.61506528 0.60900574 0.60559616 0.60356687 0.60063805 0.59766667 0.59466351 0.58883188 0.57971806 0.5742698 0.56919471 0.57198624 0.58669282] [0.49999966 0.49999966 0.49950659 0.47181408 0.47469879 0.47746129 0.47962953 0.48202853 0.48202853 0.48202853 0.48196107 0.48154582 0.47892445 0.47764839 0.47593958 0.47405646 0.4723292 0.47065362 0.46528965 0.461369 0.45899033 0.4565018 0.45557646 0.45576736 0.49993712 0.49608288 0.49608288 0.49608288 0.49669831 0.49727784] [0. 0. 0. 0. 0. 0. 0. 0. 0. 0. 0. 0. 0. 0. 0. 0. 0. 0. 0. 0. 0. 0. 0. 0. 0. 0. 0. 0. 0. 0. ] [1. 1. 1. 0.95855708 0.96113981 0.96459294 0.96708218 0.96758433 0.96758433 0.96758433 0.96750001 0.96695206 0.9652816 0.96373416 0.96159815 0.95924425 0.95708517 0.95499069 0.9520776 0.94925473 0.94621426 0.9424045 0.93855916 0.93478998 1. 1. 1. 1. 1. 1. ] [0. 0. 0. 0.04144292 0.03886019 0.03540706 0.03291782 0.03241567 0.03241567 0.03241567 0.03249999 0.03304794 0.0347184 0.03626584 0.03840185 0.04075575 0.04291483 0.04500931 0.0479224 0.05074527 0.05378574 0.0575955 0.06144084 0.06521002 0. 0. 0. 0. 0. 0. ] [0.27864449 0.16547329 0.16632617 0.30297417 0.32615925 0.33593843 0.34310923 0.35485534 0.3576076 0.35966736 0.36171107 0.36474195 0.37374273 0.37686467 0.38010542 0.38320316 0.38587041 0.38836663 0.39365069 0.39752306 0.40094534 0.40485765 0.4087907 0.41255798 0.41701841 0.42271029 0.42827549 0.43368302 0.43073758 0.41713 ] [0.49999966 0.49999966 0.49950659 0.53812275 0.5368751 0.53411259 0.53229805 0.5338936 0.5338936 0.5338936 0.53396106 0.53442252 0.53447389 0.53567374 0.53738254 0.53926566 0.54099293 0.54266851 0.54196549 0.5425586 0.54493727 0.5474258 0.54835114 0.54816024 0.49993712 0.49608288 0.49608288 0.49608288 0.49669831 0.49727784] [0.77865984 0.66548519 0.66528497 0.65385612 0.66153697 0.6697 0.67486491 0.67689873 0.67908629 0.6807173 0.68235356 0.68425193 0.68263529 0.68530048 0.68827782 0.69118151 0.69370598 0.69608203 0.69526606 0.69693764 0.70038119 0.70430994 0.70826018 0.71204155 0.71485433 0.71724202 0.72282666 0.72828958 0.72101973 0.70663684] [0. 0. 0. 0. 0. 0. 0. 0. 0. 0. 0. 0. 0. 0. 0. 0. 0. 0. 0. 0. 0. 0. 0. 0. 0. 0. 0. 0. 0. 0. ] [0. 0. 0. 0. 0. 0. 0. 0. 0. 0. 0. 0. 0. 0. 0. 0. 0. 0. 0. 0. 0. 0. 0. 0. 0. 0. 0. 0. 0. 0. ] [0. 0. 0. 0. 0. 0. 0. 0. 0. 0. 0. 0. 0. 0. 0. 0. 0. 0. 0. 0. 0. 0. 0. 0. 0. 0. 0. 0. 0. 0. ] [0. 0. 0. 0. 0. 0. 0. 0. 0. 0. 0. 0. 0. 0. 0. 0. 0. 0. 0. 0. 0. 0. 0. 0. 0. 0. 0. 0. 0. 0. ] [0. 0. 0. 0. 0. 0. 0. 0. 0. 0. 0. 0. 0. 0. 0. 0. 0. 0. 0. 0. 0. 0. 0. 0. 0. 0. 0. 0. 0. 0. ] [0. 0. 0. 0. 0. 0. 0. 0. 0. 0. 0. 0. 0. 0. 0. 0. 0. 0. 0. 0. 0. 0. 0. 0. 0. 0. 0. 0. 0. 0. ] [0. 0. 0. 0. 0. 0. 0. 0. 0. 0. 0. 0. 0. 0. 0. 0. 0. 0. 0. 0. 0. 0. 0. 0. 0. 0. 0. 0. 0. 0. ]] | 2D array of the non-dimensional start point defined along the outer profile of a layer. The TE suction side is 0, the TE pressure side is 1. The first dimension represents each layer, the second dimension represents each entry along blade span.
rotorse.rs.brs.layer_end_nd | intermediate |  | [[1. 1. 1. 1. 1. 1. 1. 1. 1. 1. 1. 1. 1. 1. 1. 1. 1. 1. 1. 1. 1. 1. 1. 1. 1. 1. 1. 1. 1. 1. ] [1. 1. 1. 1. 1. 1. 1. 1. 1. 1. 1. 1. 1. 1. 1. 1. 1. 1. 1. 1. 1. 1. 1. 1. 1. 1. 1. 1. 1. 1. ] [0.27864449 0.16547329 0.16632617 0.30297417 0.32615925 0.33593843 0.34310923 0.35485534 0.3576076 0.35966736 0.36171107 0.36474195 0.37374273 0.37686467 0.38010542 0.38320316 0.38587041 0.38836663 0.39365069 0.39752306 0.40094534 0.40485765 0.4087907 0.41255798 0.41701841 0.42271029 0.42827549 0.43368302 0.43073758 0.41713 ] [0.77865984 0.66548519 0.66528497 0.65385612 0.66153697 0.6697 0.67486491 0.67689873 0.67908629 0.6807173 0.68235356 0.68425193 0.68263529 0.68530048 0.68827782 0.69118151 0.69370598 0.69608203 0.69526606 0.69693764 0.70038119 0.70430994 0.70826018 0.71204155 0.71485433 0.71724202 0.72282666 0.72828958 0.72101973 0.70663684] [0.49999966 0.49999966 0.49950659 0.53812275 0.5368751 0.53411259 0.53229805 0.5338936 0.5338936 0.5338936 0.53396106 0.53442252 0.53447389 0.53567374 0.53738254 0.53926566 0.54099293 0.54266851 0.54196549 0.5425586 0.54493727 0.5474258 0.54835114 0.54816024 0.49993712 0.49608288 0.49608288 0.49608288 0.49669831 0.49727784] [0. 0. 0. 0.04144292 0.03886019 0.03540706 0.03291782 0.03241567 0.03241567 0.03241567 0.03249999 0.03304794 0.0347184 0.03626584 0.03840185 0.04075575 0.04291483 0.04500931 0.0479224 0.05074527 0.05378574 0.0575955 0.06144084 0.06521002 0. 0. 0. 0. 0. 0. ] [1. 1. 1. 1. 1. 1. 1. 1. 1. 1. 1. 1. 1. 1. 1. 1. 1. 1. 1. 1. 1. 1. 1. 1. 1. 1. 1. 1. 1. 1. ] [0.2213407 0.1081695 0.10870881 0.22837691 0.2562109 0.27220571 0.28385715 0.29650714 0.29925941 0.30131916 0.30321108 0.30525566 0.31124961 0.31158615 0.31098208 0.30984281 0.30862371 0.30734988 0.30739037 0.30618158 0.30413102 0.30118575 0.29819719 0.29517994 0.29099597 0.28518633 0.27971863 0.27458816 0.28170408 0.29718599] [0.49999966 0.49999966 0.49950659 0.47181408 0.47469879 0.47746129 0.47962953 0.48202853 0.48202853 0.48202853 0.48196107 0.48154582 0.47892445 0.47764839 0.47593958 0.47405646 0.4723292 0.47065362 0.46528965 0.461369 0.45899033 0.4565018 0.45557646 0.45576736 0.49993712 0.49608288 0.49608288 0.49608288 0.49669831 0.49727784] [0.72135605 0.6081814 0.60766761 0.57925886 0.59158863 0.60596728 0.61561283 0.61855053 0.6207381 0.6223691 0.62385357 0.62476564 0.62014218 0.62002196 0.61915449 0.61782116 0.61645929 0.61506528 0.60900574 0.60559616 0.60356687 0.60063805 0.59766667 0.59466351 0.58883188 0.57971806 0.5742698 0.56919471 0.57198624 0.58669282] [1. 1. 1. 0.95855708 0.96113981 0.96459294 0.96708218 0.96758433 0.96758433 0.96758433 0.96750001 0.96695206 0.9652816 0.96373416 0.96159815 0.95924425 0.95708517 0.95499069 0.9520776 0.94925473 0.94621426 0.9424045 0.93855916 0.93478998 1. 1. 1. 1. 1. 1. ] [1. 1. 1. 1. 1. 1. 1. 1. 1. 1. 1. 1. 1. 1. 1. 1. 1. 1. 1. 1. 1. 1. 1. 1. 1. 1. 1. 1. 1. 1. ] [0. 0. 0. 0. 0. 0. 0. 0. 0. 0. 0. 0. 0. 0. 0. 0. 0. 0. 0. 0. 0. 0. 0. 0. 0. 0. 0. 0. 0. 0. ] [0. 0. 0. 0. 0. 0. 0. 0. 0. 0. 0. 0. 0. 0. 0. 0. 0. 0. 0. 0. 0. 0. 0. 0. 0. 0. 0. 0. 0. 0. ] [0. 0. 0. 0. 0. 0. 0. 0. 0. 0. 0. 0. 0. 0. 0. 0. 0. 0. 0. 0. 0. 0. 0. 0. 0. 0. 0. 0. 0. 0. ] [0. 0. 0. 0. 0. 0. 0. 0. 0. 0. 0. 0. 0. 0. 0. 0. 0. 0. 0. 0. 0. 0. 0. 0. 0. 0. 0. 0. 0. 0. ] [0. 0. 0. 0. 0. 0. 0. 0. 0. 0. 0. 0. 0. 0. 0. 0. 0. 0. 0. 0. 0. 0. 0. 0. 0. 0. 0. 0. 0. 0. ] [0. 0. 0. 0. 0. 0. 0. 0. 0. 0. 0. 0. 0. 0. 0. 0. 0. 0. 0. 0. 0. 0. 0. 0. 0. 0. 0. 0. 0. 0. ]] | 2D array of the non-dimensional end point defined along the outer profile of a layer. The TE suction side is 0, the TE pressure side is 1. The first dimension represents each layer, the second dimension represents each entry along blade span.
rotorse.rs.brs.root_M | intermediate | N*m | [ 1.90595680e+07 -1.28548314e+08 -0.00000000e+00] | Blade root moment in blade c.s.
rotorse.rs.constr.strainU_spar | intermediate |  | [-3.77440164e-04 3.09843118e-04 -2.71046367e-03 -4.31092431e-03 -5.84555631e-03 -4.83054976e-03 -3.99269939e-03 -3.85444273e-03 -3.42400491e-03 -2.98689305e-03 -2.63396273e-03 -2.41994288e-03 -2.63077563e-03 -2.52210149e-03 -2.43982376e-03 -2.34968930e-03 -2.21755671e-03 -2.06347798e-03 -2.19083225e-03 -2.14343301e-03 -1.97892697e-03 -1.89593328e-03 -1.89333822e-03 -1.93921862e-03 -2.09703607e-03 -2.23068764e-03 -1.91443933e-03 -1.45050539e-03 -8.69261650e-04 6.81993827e-07] | strain in spar cap on upper surface at location xu,yu_strain with loads P_strain
rotorse.rs.constr.strainL_spar | intermediate |  | [ 3.45836690e-04 -3.50776626e-04 2.67298093e-03 5.81961390e-03 5.99141563e-03 4.70782479e-03 3.80010686e-03 3.71120429e-03 3.23375405e-03 2.81546495e-03 2.48198101e-03 2.28501682e-03 2.53091736e-03 2.41161942e-03 2.33150494e-03 2.24543763e-03 2.11943375e-03 1.97176331e-03 2.13359289e-03 2.08703726e-03 1.92987365e-03 1.85322144e-03 1.85236962e-03 1.89639444e-03 2.04619168e-03 2.17430357e-03 1.86230177e-03 1.40384538e-03 8.33560767e-04 -6.79424809e-07] | strain in spar cap on lower surface at location xl,yl_strain with loads P_strain
rotorse.rs.constr.strainU_te | intermediate |  | [ 2.35903562e-03 -2.32012146e-03 1.40772476e-03 -3.27348261e-03 -6.79868599e-04 -3.11761844e-05 1.95359618e-04 1.20259609e-04 2.45805024e-04 2.05789283e-04 1.69739872e-04 1.45522221e-04 1.11386721e-04 1.72228057e-04 2.07972022e-04 2.49562427e-04 2.93403718e-04 3.73022845e-04 3.95129343e-04 6.20437027e-04 6.83075826e-04 6.24800418e-04 5.73327272e-04 5.21098184e-04 -3.01320726e-04 -4.04049533e-05 -2.49359732e-05 1.98960481e-05 5.71661905e-05 -7.85854783e-08] | strain in trailing edge on upper surface at location xu,yu_strain with loads P_strain
rotorse.rs.constr.strainL_te | intermediate |  | [ 2.35903562e-03 -2.32012146e-03 1.40772476e-03 -2.86359762e-03 -2.18557305e-04 3.09329835e-04 4.54375061e-04 3.36867806e-04 4.36253376e-04 3.71154483e-04 3.15317680e-04 2.79850523e-04 2.57258802e-04 3.15177154e-04 3.50944753e-04 3.92876706e-04 4.35966206e-04 5.12355595e-04 5.58692288e-04 7.96342918e-04 8.53972000e-04 7.98516857e-04 7.56549684e-04 7.19191243e-04 -3.01320726e-04 -4.04049533e-05 -2.49359732e-05 1.98960481e-05 5.71661905e-05 -7.85854783e-08] | strain in trailing edge on lower surface at location xl,yl_strain with loads P_strain
rotorse.s | intermediate |  | [0. 0.03448276 0.06896552 0.10344828 0.13793103 0.17241379 0.20689655 0.24137931 0.27586207 0.31034483 0.34482759 0.37931034 0.4137931 0.44827586 0.48275862 0.51724138 0.55172414 0.5862069 0.62068966 0.65517241 0.68965517 0.72413793 0.75862069 0.79310345 0.82758621 0.86206897 0.89655172 0.93103448 0.96551724 1. ] | 1D array of the non-dimensional spanwise grid defined along blade axis (0-blade root, 1-blade tip)
rotorse.rs.constr.rated_Omega | intermediate | rpm | [6.73769998] | rotor rotation speed at rated
rotorse.rs.constr.flap_mode_freqs | intermediate | Hz | [0.46827937 1.66793847 3.36953355 5.77056346 8.90161221] | Frequencies associated with mode shapes in the flap direction
rotorse.rs.constr.edge_mode_freqs | intermediate | Hz | [ 0.68536419 2.23358651 4.75329067 7.91662122 11.76496139] | Frequencies associated with mode shapes in the edge direction
rotorse.rs.constr.tors_mode_freqs | intermediate | Hz | [0. 0. 0. 0. 0.] | Frequencies associated with mode shapes in the torsional direction
rotorse.blade_span_cg | output | m | [37.6101031] | Distance along the blade span for its center of gravity
rotorse.rs.x_az | output | m | [0. 0. 0. 0. 0. 0. 0. 0. 0. 0. 0. 0. 0. 0. 0. 0. 0. 0. 0. 0. 0. 0. 0. 0. 0. 0. 0. 0. 0. 0.] | location of blade in azimuth x-coordinate system (prebend)
rotorse.rs.y_az | output | m | [0. 0. 0. 0. 0. 0. 0. 0. 0. 0. 0. 0. 0. 0. 0. 0. 0. 0. 0. 0. 0. 0. 0. 0. 0. 0. 0. 0. 0. 0.] | location of blade in azimuth y-coordinate system (sweep)
rotorse.rs.z_az | output | m | [ 5. 9.47044367 13.94088637 18.41133002 22.88177388 27.35221707 31.82265979 36.29310292 40.76354712 45.23399014 49.70443332 54.174877 58.64531966 63.11576334 67.58620723 72.05665059 76.52709335 80.99753722 85.46798004 89.93842337 94.40886704 98.87931006 103.34975306 107.82019703 112.29064072 116.76108387 121.23152771 125.70197049 130.17241344 134.64285714] | location of blade in azimuth z-coordinate system (from root to tip)
rotorse.rs.frame.Px_af | intermediate | N/m | [ 2126.3455566 1481.28043562 1474.0329455 4089.43248475 5326.96158576 6729.58910362 8239.38770251 9304.5082309 10349.99971678 11659.97676654 13066.61000005 14400.84197531 13454.80908693 14367.42135472 15122.9201753 15822.86470593 16836.45972872 17885.55372738 17352.19511928 17551.24682507 18006.77767981 18254.3094363 18477.49778749 18753.77637615 18722.99887091 18532.45505312 18391.74128193 18034.00299604 17648.40550812 9292.66702949] | distributed load (force per unit length) in airfoil x-direction
rotorse.rs.frame.Py_af | intermediate | N/m | [ 301.77024079 1807.25839589 1892.24732823 454.84338533 -6.15571173 -412.97148651 -779.21212536 -1303.88832681 -1512.57266915 -1791.8977169 -2103.73978185 -2416.17783287 -1873.96495267 -2082.19921543 -2280.56084289 -2473.84353785 -2733.64058783 -2981.88464783 -2706.63610785 -2725.20614057 -2826.6470113 -2891.01316765 -2956.2776426 -3025.32192057 -2987.58249684 -3027.46692352 -2942.0305895 -2825.57858993 -2743.94909753 -1496.41788186] | distributed load (force per unit length) in airfoil y-direction
rotorse.rs.frame.Pz_af | intermediate | N/m | [-22365.58321204 -12776.4297615 -5749.44879186 -896.15028402 1686.20244205 3187.72305583 4205.83087829 5183.99141366 6315.76381727 7742.31137004 9237.66474888 10478.02441129 11141.74171562 11553.69188668 11636.46332007 11580.33814899 11494.5529441 11247.28074997 10714.93278397 10228.27644486 9852.65747658 9199.46090475 8152.34389565 6949.7720735 5275.38890529 3897.12056833 2923.30464162 2246.3872667 1547.35369914 670.98385947] | distributed load (force per unit length) in airfoil z-direction
rotorse.A | output | m**2 | [1.57860955 1.29794848 1.04302655 1.39470821 1.26718664 1.20140256 1.16196641 1.08719802 1.04087678 1.00930157 0.97728262 0.92455134 0.82423396 0.74621966 0.66242861 0.58549954 0.51946738 0.45929099 0.39110284 0.33634804 0.29017792 0.24226831 0.19297115 0.14732785 0.09137256 0.0646931 0.04646624 0.03287135 0.0172078 0.00671586] | airfoil cross section material area
rotorse.EA | output | N | [4.51188935e+10 3.77261537e+10 3.20527250e+10 2.41339802e+10 2.30515053e+10 2.24266348e+10 2.25887200e+10 2.30209735e+10 2.39446481e+10 2.51441786e+10 2.60233947e+10 2.61343757e+10 2.55218414e+10 2.44937846e+10 2.32468075e+10 2.20188163e+10 2.09021762e+10 1.97379546e+10 1.84646928e+10 1.71836852e+10 1.58398606e+10 1.38749865e+10 1.11815414e+10 8.37698511e+09 5.86333857e+09 4.18725042e+09 2.84895948e+09 1.73942269e+09 8.44091717e+08 2.12482173e+08] | axial stiffness
rotorse.EIxx | output | N*m**2 | [1.35241238e+11 1.13558943e+11 9.55621001e+10 5.62320879e+10 5.74977838e+10 6.04833458e+10 6.54938529e+10 7.02071846e+10 7.40130183e+10 7.96983171e+10 8.36064965e+10 8.14009225e+10 7.23902285e+10 5.91296198e+10 4.49856196e+10 3.34610359e+10 2.50639721e+10 1.78408701e+10 1.17031720e+10 7.40824765e+09 5.33117974e+09 4.09803357e+09 3.15615475e+09 2.43821648e+09 1.43703156e+09 8.78454053e+08 5.63072441e+08 3.79675468e+08 2.23209305e+08 2.12601131e+07] | edgewise stiffness (bending about :ref:`x-axis of airfoil aligned coordinate system <blade_airfoil_coord>`)
rotorse.EIyy | output | N*m**2 | [1.35362303e+11 1.14340658e+11 9.71054457e+10 1.51080737e+10 1.67646514e+10 2.27962115e+10 2.83387474e+10 2.49884700e+10 2.62838497e+10 2.75602039e+10 2.82917998e+10 2.70856764e+10 1.85755724e+10 1.64809289e+10 1.41473745e+10 1.20487794e+10 1.04378639e+10 9.09241806e+09 5.89268378e+09 4.43587839e+09 3.65001710e+09 2.79044823e+09 1.98630032e+09 1.32526755e+09 7.42080804e+08 3.53847971e+08 2.05720946e+08 1.02545077e+08 2.72995410e+07 1.26591128e+06] | flapwise stiffness (bending about y-axis of airfoil aligned coordinate system)
rotorse.EIxy | output | N*m**2 | [-9.82426806e+05 2.61353943e+09 8.96748842e+09 5.91331041e+09 7.14343502e+09 8.46166451e+09 8.85044478e+09 7.68720368e+09 7.42072283e+09 7.28740770e+09 6.96674791e+09 6.12802109e+09 4.04582741e+09 3.10046944e+09 2.26404660e+09 1.63362833e+09 1.19451730e+09 8.34293420e+08 3.49854396e+08 1.47956302e+08 7.33672011e+07 3.83218132e+07 2.09384689e+07 1.72915902e+07 7.14860022e+06 2.20953582e+06 2.36744182e+06 2.56776384e+06 1.68631670e+06 1.99280605e+05] | coupled flap-edge stiffness
rotorse.GJ | output | N*m**2 | [7.91813070e+10 6.53963645e+10 5.18179465e+10 6.79439679e+09 5.01380401e+09 3.94558452e+09 2.76017178e+09 1.61001318e+09 1.21121282e+09 1.09463070e+09 1.06955286e+09 1.00490879e+09 6.91187817e+08 6.07681155e+08 5.15291348e+08 4.34142794e+08 3.73848560e+08 3.24629616e+08 2.28099019e+08 1.77649311e+08 1.48625717e+08 1.21964259e+08 1.01401399e+08 8.54718715e+07 5.70142432e+07 2.77797700e+07 1.79199404e+07 1.31380836e+07 6.46338180e+06 6.37561610e+05] | torsional stiffness (about axial z-direction of airfoil aligned coordinate system)
rotorse.rhoA | output | kg/m | [3056.54643899 2506.5706024 1998.36349 1364.04212301 1078.74434195 842.59679863 700.5853695 630.39464084 604.7552445 611.38308457 620.65656301 612.61400644 576.57856186 536.28378234 489.66592641 445.66873643 407.5464048 369.67989884 328.23113438 293.37164051 265.68007491 234.05459467 196.32440604 158.8702368 114.76955069 80.87803552 57.99603389 42.68641187 28.21298491 11.75812651] | mass per unit length
rotorse.rhoJ | output | kg*m | [1.83337898e+04 1.51440464e+04 1.20183842e+04 4.09417112e+03 3.73768845e+03 3.60264338e+03 3.57269748e+03 3.44282475e+03 3.41153747e+03 3.53032239e+03 3.61823257e+03 3.47817532e+03 2.97984216e+03 2.48788717e+03 1.95661396e+03 1.51202390e+03 1.18253929e+03 8.99305711e+02 6.19242488e+02 4.26117890e+02 3.19399903e+02 2.43762639e+02 1.85844901e+02 1.42387655e+02 8.55062157e+01 4.97132562e+01 3.17264449e+01 2.19296443e+01 1.33774225e+01 1.45624655e+00] | polar mass moment of inertia per unit length
rotorse.x_ec | output | m | [ 8.61339334e-16 -6.65064012e-16 5.72458747e-17 -1.71071105e-04 -2.30347464e-04 -1.51131933e-04 -1.18647694e-05 2.22999946e-04 3.06187480e-04 3.55195353e-04 3.82546971e-04 3.85424534e-04 -1.29972975e-04 -1.03519438e-04 -7.55458886e-05 -5.15283567e-05 -3.28632314e-05 -1.64021689e-05 -1.74412783e-05 -1.39181844e-05 -1.05621361e-05 -8.79140258e-06 -8.65233580e-06 -1.04212465e-05 -1.86225552e-05 -1.75951352e-05 -1.77475450e-05 -2.37640240e-05 -2.04429438e-05 -1.76396525e-05] | x-distance to elastic center from point about which above structural properties are computed (airfoil aligned coordinate system)
rotorse.y_ec | output | m | [-3.69983991e-17 -2.52890157e-17 -7.97972799e-17 9.31260237e-03 1.04684766e-02 1.37875636e-02 1.76799228e-02 1.64728699e-02 1.80370186e-02 1.91811122e-02 1.97769885e-02 1.91081300e-02 -3.45100871e-03 -2.92434543e-03 -2.32498121e-03 -1.79492085e-03 -1.37866495e-03 -9.97685103e-04 -5.77005486e-04 -3.42156457e-04 -2.58675602e-04 -2.34464449e-04 -2.57123999e-04 -3.33297426e-04 2.51140847e-04 2.20164899e-04 1.83510203e-04 8.17273083e-05 8.66033977e-04 7.14274931e-04] | y-distance to elastic center from point about which above structural properties are computed
rotorse.rs.strains.EI11 | intermediate | N*m**2 | [1.35241230e+11 1.11307196e+11 8.73331436e+10 1.42746233e+10 1.55481316e+10 2.09833431e+10 2.63379122e+10 2.37172320e+10 2.51565865e+10 2.65606636e+10 2.74277393e+10 2.64027984e+10 1.82731036e+10 1.62567098e+10 1.39820415e+10 1.19248603e+10 1.03409495e+10 9.01356651e+09 5.87169456e+09 4.42853170e+09 3.64682137e+09 2.78932608e+09 1.98592567e+09 1.32499896e+09 7.42007276e+08 3.53838663e+08 2.05705261e+08 1.02521286e+08 2.72850263e+07 1.26392513e+06] | stiffness w.r.t principal axis 1
rotorse.rs.strains.EI22 | intermediate | N*m**2 | [1.35362311e+11 1.16592405e+11 1.05334402e+11 5.70634447e+10 5.87117762e+10 6.22919505e+10 6.74876273e+10 7.14721745e+10 7.51324892e+10 8.06886033e+10 8.44603747e+10 8.20742544e+10 7.26923929e+10 5.93536291e+10 4.51508268e+10 3.35848841e+10 2.51608467e+10 1.79197020e+10 1.17241550e+10 7.41559233e+09 5.33437441e+09 4.09915495e+09 3.15652866e+09 2.43848414e+09 1.43710472e+09 8.78463156e+08 5.63088029e+08 3.79699246e+08 2.23223186e+08 2.12619908e+07] | stiffness w.r.t principal axis 2
rotorse.rs.strains.alpha | intermediate | deg | [-89.53509368 49.25279964 47.45915802 8.02263887 9.6646111 12.09245256 12.73880915 9.39015187 8.6377548 7.8101097 7.07024999 6.35870338 4.27552368 4.1363075 4.17663901 4.33787749 4.6384055 5.39915782 3.43329686 2.84265884 2.49411036 1.677266 1.02506189 0.88990213 0.58929159 0.24131451 0.37956202 0.53081653 0.49313752 0.57099758] | Angle between blade c.s. and principal axes
rotorse.rs.strains.M1 | intermediate | N*m | [-1.28623813e+08 -1.21038827e+08 -1.80344466e+07 -5.67775468e+07 -8.37541512e+07 -8.19726920e+07 -7.84359228e+07 -7.45875316e+07 -6.96910322e+07 -6.39553526e+07 -5.82454273e+07 -5.26708031e+07 -4.73266280e+07 -4.20999291e+07 -3.70615256e+07 -3.22995834e+07 -2.78368157e+07 -2.36915990e+07 -1.98748390e+07 -1.63686577e+07 -1.31944426e+07 -1.03529128e+07 -7.84709622e+06 -5.68795812e+06 -3.87763503e+06 -2.41479662e+06 -1.30135606e+06 -5.35199504e+05 -1.11604634e+05 8.70406884e+00] | distribution along blade span of bending moment w.r.t principal axis 1
rotorse.rs.strains.M2 | intermediate | N*m | [-1.85437300e+07 -1.71470176e+07 1.13150380e+08 9.06692141e+07 5.37366484e+07 4.22636137e+07 3.31033365e+07 2.36633937e+07 1.63791703e+07 1.25014169e+07 9.36681722e+06 6.67313599e+06 3.72333567e+06 1.56207463e+06 6.91763790e+05 2.34599684e+05 5.19673063e+04 9.12685954e+04 -3.02913083e+05 -8.04846854e+05 -9.16607747e+05 -9.26018310e+05 -8.66016194e+05 -7.07270189e+05 -5.11357420e+05 -3.32360286e+05 -1.80552704e+05 -7.31917539e+04 -1.53112874e+04 1.39297336e-01] | distribution along blade span of bending moment w.r.t principal axis 2
rotorse.rs.strains.F3 | intermediate | N | [ 7.03688954e+05 7.82239139e+05 8.23648571e+05 8.38502956e+05 8.36737015e+05 8.25842713e+05 8.09316486e+05 7.88328156e+05 7.62623656e+05 7.31200752e+05 6.93246749e+05 6.49177819e+05 6.00852866e+05 5.50123548e+05 4.98288419e+05 4.46393735e+05 3.94816257e+05 3.43983228e+05 2.94892830e+05 2.48080127e+05 2.03194794e+05 1.60609104e+05 1.21823987e+05 8.80674160e+04 6.07414766e+04 4.02388888e+04 2.49937283e+04 1.34383249e+04 4.95847575e+03 -4.95674612e-11] | axial resultant along blade span
rotorse.xu_spar | output |  | [2.49928294 1.91526956 1.90632309 1.0273328 1.06312865 1.19992245 1.29333893 1.18317689 1.18716418 1.18851428 1.18592458 1.15828056 0.97350496 0.93213158 0.88256527 0.8337524 0.79382297 0.75914373 0.63191268 0.56754309 0.5354089 0.49977632 0.46803542 0.44028087 0.39102724 0.31984946 0.29592479 0.27092831 0.20626413 0.09705126] | x-position of midpoint of spar cap on upper surface for strain calculation
rotorse.xl_spar | output |  | [-2.49907113 -1.91560782 -1.91148454 -1.05833387 -1.10365924 -1.24245773 -1.33545112 -1.24399424 -1.24691746 -1.25032768 -1.24964177 -1.22282242 -1.03147321 -0.98420034 -0.92726893 -0.87162745 -0.82581647 -0.78517857 -0.6490078 -0.57931845 -0.54619239 -0.50993076 -0.47816553 -0.45100916 -0.39949865 -0.3238724 -0.29952999 -0.2746618 -0.20950574 -0.10050957] | x-position of midpoint of spar cap on lower surface for strain calculation
rotorse.yu_spar | output |  | [ 1.92686794e-04 1.60532303e+00 1.58467344e+00 2.08386232e-03 -1.72864928e-01 -2.55673878e-01 -3.37431546e-01 -4.57004665e-01 -5.07655634e-01 -5.61361144e-01 -6.07036244e-01 -6.29683513e-01 -6.28066284e-01 -5.61983024e-01 -4.73889669e-01 -3.89826825e-01 -3.18330440e-01 -2.44283208e-01 -1.78317360e-01 -1.26461898e-01 -1.05715479e-01 -1.00101246e-01 -1.03368798e-01 -1.14607193e-01 -1.09283190e-01 -9.52431795e-02 -9.43952898e-02 -1.20177707e-01 -1.91273088e-01 -1.82045091e-01] | y-position of midpoint of spar cap on upper surface for strain calculation
rotorse.yl_spar | output |  | [ 2.07526539e-04 -1.60496056e+00 -1.60053184e+00 -1.42531296e+00 -1.28317759e+00 -1.14854529e+00 -1.05286497e+00 -9.73548902e-01 -9.49307582e-01 -9.47036430e-01 -9.38318196e-01 -8.95923669e-01 -7.99374120e-01 -6.84732161e-01 -5.59343228e-01 -4.49048143e-01 -3.59653983e-01 -2.71713138e-01 -1.85066601e-01 -1.16688760e-01 -8.35654087e-02 -7.08295330e-02 -6.80791958e-02 -7.54744294e-02 -7.22863796e-02 -6.34776610e-02 -6.39036284e-02 -9.00569859e-02 -1.67217488e-01 -1.68891778e-01] | y-position of midpoint of spar cap on lower surface for strain calculation
rotorse.xu_te | output |  | [-1.35447417e-05 -7.30098243e-06 -4.21113420e-03 1.07474000e-01 1.18955014e-01 1.37027837e-01 1.54493451e-01 1.92167598e-01 1.94510736e-01 1.94773769e-01 1.94346056e-01 1.93006006e-01 1.60675225e-01 1.58441930e-01 1.56173824e-01 1.53519525e-01 1.51392221e-01 1.49883026e-01 8.97471736e-02 6.54710053e-02 6.61501959e-02 6.63608876e-02 6.62270859e-02 6.56832142e-02 -2.48704497e-02 -5.20134805e-02 -4.80470226e-02 -4.42011374e-02 -3.68400243e-02 -1.69175212e-02] | x-position of midpoint of trailing-edge panel on upper surface for strain calculation
rotorse.xl_te | output |  | [-1.35447417e-05 -7.30098243e-06 -4.21113420e-03 5.59431344e-03 3.45309858e-02 5.14830638e-02 6.90980883e-02 1.23978659e-01 1.26321797e-01 1.26584830e-01 1.26230834e-01 1.26066800e-01 1.04613889e-01 1.03521425e-01 1.02533724e-01 1.00929456e-01 9.87736453e-02 9.72405735e-02 4.17347792e-02 1.82479622e-02 1.93523688e-02 2.00337918e-02 2.03590875e-02 2.00253381e-02 -2.48704497e-02 -5.20134805e-02 -4.80470226e-02 -4.42011374e-02 -3.68400243e-02 -1.69175212e-02] | x-position of midpoint of trailing-edge panel on lower surface for strain calculation
rotorse.yu_te | output |  | [-2.49980353 -2.49980415 -2.48983408 2.7415787 3.1030998 3.53990519 3.90841591 4.08207301 4.07301919 4.05044199 4.02180357 3.95877061 3.87665954 3.76368218 3.61389321 3.45893386 3.33220969 3.23111026 3.12562482 3.00375479 2.83949806 2.63761228 2.45083264 2.28003213 -1.02754122 -0.94742095 -0.88267936 -0.84206151 -0.84417236 -0.50426837] | y-position of midpoint of trailing-edge panel on upper surface for strain calculation
rotorse.yl_te | output |  | [-2.49980353 -2.49980415 -2.48983408 2.75529798 3.1133204 3.55007995 3.91810006 4.08933005 4.08027623 4.05769903 4.0290642 3.96598066 3.88275339 3.76983576 3.62013291 3.46524742 3.33857986 3.23752515 3.13181258 3.01002789 2.84584493 2.6440347 2.45731326 2.28654257 -1.02754122 -0.94742095 -0.88267936 -0.84206151 -0.84417236 -0.50426837] | y-position of midpoint of trailing-edge panel on lower surface for strain calculation
rotorse.rs.tip_pos.dx_tip | intermediate | m | [23.75179259] | deflection at tip in blade x-direction
rotorse.rs.tip_pos.dy_tip | intermediate | m | [-6.07095869] | deflection at tip in blade y-direction
rotorse.rs.tip_pos.dz_tip | intermediate | m | [-0.00262077] | deflection at tip in blade z-direction
rotorse.rs.tip_pos.3d_curv_tip | intermediate | deg | [4.] | total coning angle including precone and curvature
rotorse.rs.tot_loads_gust.aeroloads_Px | intermediate | N/m | [ 567.4572706 645.39661693 731.5981441 2068.76633847 3267.00377069 4825.52721753 6448.68757219 7507.26315729 8525.38082011 9716.13888162 11003.12818881 12286.64261914 11568.08654483 12538.43301025 13372.7766156 14146.55825828 15210.66433087 16320.80075274 15948.00810191 16270.31527583 16820.26638912 17174.87122017 17538.22386169 17958.65084247 18099.87282751 18040.88167684 17999.61248012 17721.39846048 17414.84683258 9199.88567229] | distributed loads in blade-aligned x-direction
rotorse.rs.tot_loads_gust.aeroloads_Py | intermediate | N/m | [ 121.05018021 206.61225738 273.60427851 -2306.0408267 -2861.14851406 -3237.23429422 -3578.16129406 -3965.58084961 -4179.98741889 -4546.01514146 -4918.89950192 -5189.57979762 -4136.30525784 -4197.68980586 -4256.57465967 -4345.4537984 -4570.41150724 -4794.19143976 -4271.88097599 -4078.32154991 -4003.28624862 -3932.24042601 -3860.12347568 -3821.49024399 -3743.14264042 -3766.45877868 -3654.0053294 -3463.92387906 -3304.75733299 -1692.9059904 ] | distributed loads in blade-aligned y-direction
rotorse.rs.tot_loads_gust.aeroloads_Pz | intermediate | N/m | [0. 0. 0. 0. 0. 0. 0. 0. 0. 0. 0. 0. 0. 0. 0. 0. 0. 0. 0. 0. 0. 0. 0. 0. 0. 0. 0. 0. 0. 0.] | distributed loads in blade-aligned z-direction
rotorse.rs.tot_loads_gust.aeroloads_Omega | intermediate | rpm | [6.73769998] | rotor rotation speed
rotorse.rs.tot_loads_gust.aeroloads_pitch | intermediate | deg | [4.84632692] | pitch angle
rotorse.rs.3d_curv | output | deg | [4. 4. 4. 4. 4. 4. 4. 4. 4. 4. 4. 4. 4. 4. 4. 4. 4. 4. 4. 4. 4. 4. 4. 4. 4. 4. 4. 4. 4. 4.] | total cone angle from precone and curvature
rotorse.stall_check.aoa_along_span | intermediate | deg | [65.52410626 15.36480097 4.8121951 0.99681758 2.5838806 4.46240811 5.3279055 5.3304691 4.98096525 4.67695017 4.47528127 4.51237652 4.55437943 4.76892789 4.99908844 5.11536775 5.14315231 5.14938113 4.96099814 5.17720763 5.48527772 5.74055679 5.99067206 6.16183897 6.14146463 6.04960313 5.94104838 5.81692259 5.53840781 6.39041874] | Angle of attack along blade span
rotorse.total_bc.inner_blade_cost | intermediate | USD | [966306.87223512] | Total cost (variable and fixed) for the blade inner portion.
tcc.main_bearing_mass | intermediate | kg | [30785.64283173]
tcc.bedplate_mass | intermediate | kg | [40686.9261128]
tcc.blade_mass | intermediate | kg | [79267.02689016]
tcc.blade_cost_external | intermediate | USD | [966306.87223512]
tcc.brake_mass | intermediate | kg | [35916.88606978]
tcc.converter_mass | intermediate | kg | [15877.6]
tcc.cover_mass | intermediate | kg | [18115.28091561]
tcc.gearbox_mass | intermediate | kg | [0.]
tcc.generator_mass | intermediate | kg | [372695.31823082]
tcc.generator_cost_external | intermediate | USD | [5080269.60391365]
tcc.hss_mass | intermediate | kg | [0.]
tcc.hub_cost | output | USD | [117876.62442171]
tcc.hub_mass | intermediate | kg | [30224.77549275]
tcc.pitch_system_cost | output | USD | [1301670.25809384]
tcc.pitch_system_mass | intermediate | kg | [58899.10670108]
tcc.spinner_cost | output | USD | [62083.79240841]
tcc.spinner_mass | intermediate | kg | [5593.13445121]
tcc.hvac_mass | intermediate | kg | [12508.37496801]
tcc.lss_mass | intermediate | kg | [21455.50702769]
tcc.lss_cost | output | USD | [255320.53362953]
tcc.main_bearing_cost | output | USD | [138535.39274281]
tcc.gearbox_cost | output | USD | [0.]
tcc.hss_cost | output | USD | [0.]
tcc.brake_cost | output | USD | [130213.07875736]
tcc.generator_cost | output | USD | [5080269.60391365]
tcc.bedplate_cost | output | USD | [117992.08572713]
tcc.yaw_system_cost | output | USD | [224191.13620299]
tcc.yaw_mass | intermediate | kg | [27010.98026542]
tcc.converter_cost | output | USD | [298498.88]
tcc.hvac_cost | output | USD | [1551038.49603365]
tcc.cover_cost | output | USD | [103257.10121898]
tcc.elec_cost | output | USD | [837000.]
tcc.controls_cost | output | USD | [423000.]
tcc.platforms_mass | intermediate | kg | [41472.]
tcc.platforms_cost | output | USD | [709171.2]
tcc.transformer_cost | output | USD | [755948.]
tcc.transformer_mass | intermediate | kg | [40210.]
tcc.blade_cost | output | USD | [966306.87223512]
tcc.rotor_cost | output | USD | [4380551.29162932]
tcc.rotor_mass_tcc | output | kg | [332518.09731551]
tcc.nacelle_cost | output | USD | [10762970.90096891]
tcc.nacelle_mass_tcc | output | kg | [687520.1592536]
tcc.tower_cost | output | USD | [3577889.97172553]
tcc.tower_mass | intermediate | kg | [1332934.50827853]
tcc.turbine_cost | output | USD | [18721412.16432376]
tcc.turbine_cost_kW | output | USD/kW | [936.07060822]
tcc.turbine_mass_tcc | output | kg | [2352972.76484764]
tcc.hub_system_cost | output | USD | [1481630.67492395]
tcc.hub_system_mass_tcc | output | kg | [94717.01664503]
tcc.tower_parts_cost | output | USD | [3577889.97172553]
tcc.tower_cost_external | intermediate | USD | [3577889.97172553]
tcons.rated_Omega | intermediate | rpm | [6.73769998] | rotor rotation speed at rated
tcons.tower_freq | intermediate | Hz | [0.31024552]
tcons.tip_deflection | intermediate | m | [22.802675]
tcons.Rtip | intermediate | m | [134.64285714]
tcons.ref_axis_blade | intermediate | m | [[ 0. 0. 0. ] [ 0. 0. 4.47044367] [ 0. 0. 8.94088637] [ 0. 0. 13.41133002] [ 0. 0. 17.88177388] [ 0. 0. 22.35221707] [ 0. 0. 26.82265979] [ 0. 0. 31.29310292] [ 0. 0. 35.76354712] [ 0. 0. 40.23399014] [ 0. 0. 44.70443332] [ 0. 0. 49.174877 ] [ 0. 0. 53.64531966] [ 0. 0. 58.11576334] [ 0. 0. 62.58620723] [ 0. 0. 67.05665059] [ 0. 0. 71.52709335] [ 0. 0. 75.99753722] [ 0. 0. 80.46798004] [ 0. 0. 84.93842337] [ 0. 0. 89.40886704] [ 0. 0. 93.87931006] [ 0. 0. 98.34975306] [ 0. 0. 102.82019703] [ 0. 0. 107.29064072] [ 0. 0. 111.76108387] [ 0. 0. 116.23152771] [ 0. 0. 120.70197049] [ 0. 0. 125.17241344] [ 0. 0. 129.64285714]]
tcons.ref_axis_tower | intermediate | m | [[ 0. 0. 15. ] [ 0. 0. 49.36020979] [ 0. 0. 98.44622378] [ 0. 0. 127.89783217] [ 0. 0. 155.386 ]]
towerse.env.distLoads.windLoads_Px | intermediate | N/m | [1147.44032523 1322.29989504 1448.8704036 1550.6357216 1670.42829806 1770.86627662 1858.21399013 1891.34484824 1920.77733349 1946.98747653 1643.87054741 1363.59469824 1096.40809179]
towerse.env.distLoads.windLoads_Py | intermediate | N/m | [0. 0. 0. 0. 0. 0. 0. 0. 0. 0. 0. 0. 0.]
towerse.env.distLoads.windLoads_Pz | intermediate | N/m | [0. 0. 0. 0. 0. 0. 0. 0. 0. 0. 0. 0. 0.]
towerse.env.distLoads.windLoads_qdyn | intermediate | N/m**2 | [148.37100206 170.01322289 185.3443089 197.46839981 211.51348103 223.10507465 233.05310985 238.43101747 243.45012723 248.16143491 252.31677445 256.26605948 260.03151155]
towerse.env.distLoads.windLoads_z | intermediate | m | [ 15. 26.45340326 37.90680653 49.36020979 65.72221445 82.08421911 98.44622378 108.26342657 118.08062937 127.89783217 137.06055478 146.22327739 155.386 ]
towerse.env.distLoads.windLoads_beta | intermediate | deg | [0.]
towerse.z_global | output | m | [ 15. 26.45340326 37.90680653 49.36020979 65.72221445 82.08421911 98.44622378 108.26342657 118.08062937 127.89783217 137.06055478 146.22327739 155.386 ]
towerse.env.Uref | intermediate | m/s | [20.69234079]
towerse.wind_reference_height | intermediate | m | [161.]
towerse.env.windLoads.U | intermediate | m/s | [15.56400883 16.66051046 17.39548658 17.9554278 18.58300655 19.08541808 19.50627779 19.73005653 19.93663952 20.12862455 20.29644684 20.45467102 20.60439864]
towerse.outer_diameter_full | output | m | [11. 11. 11. 11. 11. 11. 11. 10.93132612 10.86265223 10.79397835 9.19598557 7.59799278 6. ]
towerse.joint1 | output | m | [ 0. 0. 15.]
towerse.joint2 | output | m | [ 0. 0. 155.386]
towerse.s_full | output | m | [0. 0.08158508 0.16317016 0.24475524 0.36130536 0.47785548 0.59440559 0.66433566 0.73426573 0.8041958 0.86946387 0.93473193 1. ]
towerse.g2e.Px_global | intermediate | N/m | [1147.44032523 1322.29989504 1448.8704036 1550.6357216 1670.42829806 1770.86627662 1858.21399013 1891.34484824 1920.77733349 1946.98747653 1643.87054741 1363.59469824 1096.40809179]
towerse.g2e.Py_global | intermediate | N/m | [0. 0. 0. 0. 0. 0. 0. 0. 0. 0. 0. 0. 0.]
towerse.g2e.Pz_global | intermediate | N/m | [0. 0. 0. 0. 0. 0. 0. 0. 0. 0. 0. 0. 0.]
towerse.g2e.qdyn_global | intermediate | Pa | [148.37100206 170.01322289 185.3443089 197.46839981 211.51348103 223.10507465 233.05310985 238.43101747 243.45012723 248.16143491 252.31677445 256.26605948 260.03151155]
towerse.lc:Px | intermediate | N/m | [0. 0. 0. 0. 0. 0. 0. 0. 0. 0. 0. 0. 0.]
towerse.lc:Py | intermediate | N/m | [0. 0. 0. 0. 0. 0. 0. 0. 0. 0. 0. 0. 0.]
towerse.lc:Pz | intermediate | N/m | [-1147.44032523 -1322.29989504 -1448.8704036 -1550.6357216 -1670.42829806 -1770.86627662 -1858.21399013 -1891.34484824 -1920.77733349 -1946.98747653 -1643.87054741 -1363.59469824 -1096.40809179]
towerse.lc:qdyn | intermediate | Pa | [148.37100206 170.01322289 185.3443089 197.46839981 211.51348103 223.10507465 233.05310985 238.43101747 243.45012723 248.16143491 252.31677445 256.26605948 260.03151155]
towerse.member.gc.d | intermediate | m | [11. 11. 11. 10.79397835 6. ]
towerse.member.gc.t | intermediate | m | [0.06484353 0.03410559 0.01472894 0.01473193]
towerse.member.s | output |  | [0. 0.24475524 0.59440559 0.8041958 1. ]
towerse.member.height | output | m | [140.386]
towerse.tower_outer_diameter | output | m | [11. 11. 11. 10.79397835 6. ]
towerse.tower_wall_thickness | output | m | [0.06484353 0.03410559 0.01472894 0.01473193]
towerse.member.E | output | Pa | [2.e+11 2.e+11 2.e+11 2.e+11]
towerse.member.G | output | Pa | [7.93e+10 7.93e+10 7.93e+10 7.93e+10]
towerse.member.sigma_y | output | Pa | [3.45e+08 3.45e+08 3.45e+08 3.45e+08]
towerse.member.rho | output | kg/m**3 | [7800. 7800. 7800. 7800.]
towerse.member.unit_cost | output | USD/kg | [0.7 0.7 0.7 0.7]
towerse.member.outfitting_factor | output |  | [1.07 1.07 1.07 1.07]
towerse.nodes_xyz | output | m | [[ 0. 0. 15. ] [ 0. 0. 26.45340326] [ 0. 0. 37.90680653] [ 0. 0. 49.36020979] [ 0. 0. 65.72221445] [ 0. 0. 82.08421911] [ 0. 0. 98.44622378] [ 0. 0. 108.26342657] [ 0. 0. 118.08062937] [ 0. 0. 127.89783217] [ 0. 0. 137.06055478] [ 0. 0. 146.22327739] [ 0. 0. 155.386 ]]
towerse.z_full | output | m | [ 0. 11.45340326 22.90680653 34.36020979 50.72221445 67.08421911 83.44622378 93.26342657 103.08062937 112.89783217 122.06055478 131.22327739 140.386 ]
towerse.tower_s | intermediate |  | [0. 0.24475524 0.59440559 0.8041958 1. ]
towerse.t_full | output | m | [0.06484353 0.06484353 0.06484353 0.03410559 0.03410559 0.03410559 0.01472894 0.01472894 0.01472894 0.01473193 0.01473193 0.01473193]
towerse.E_full | output | Pa | [2.e+11 2.e+11 2.e+11 2.e+11 2.e+11 2.e+11 2.e+11 2.e+11 2.e+11 2.e+11 2.e+11 2.e+11]
towerse.G_full | output | Pa | [7.93e+10 7.93e+10 7.93e+10 7.93e+10 7.93e+10 7.93e+10 7.93e+10 7.93e+10 7.93e+10 7.93e+10 7.93e+10 7.93e+10]
towerse.sigma_y_full | output | Pa | [3.45e+08 3.45e+08 3.45e+08 3.45e+08 3.45e+08 3.45e+08 3.45e+08 3.45e+08 3.45e+08 3.45e+08 3.45e+08 3.45e+08]
towerse.rho_full | output | kg/m**3 | [7800. 7800. 7800. 7800. 7800. 7800. 7800. 7800. 7800. 7800. 7800. 7800.]
towerse.outfitting_full | output |  | [1.07 1.07 1.07 1.07 1.07 1.07 1.07 1.07 1.07 1.07 1.07 1.07]
towerse.member.unit_cost_full | output | USD/kg | [0.7 0.7 0.7 0.7 0.7 0.7 0.7 0.7 0.7 0.7 0.7 0.7]
towerse.tower_height | intermediate | m | [140.386]
towerse.section_A | output | m**2 | [2.38355553 2.38355553 2.38355553 1.2571969 1.2571969 1.2571969 0.5421961 0.53879596 0.53539582 0.4942364 0.41510149 0.33596658]
towerse.section_Asx | output | m**2 | [1.35617924 1.35617924 1.35617924 0.71440272 0.71440272 0.71440272 0.30786193 0.30593245 0.30400298 0.28064638 0.23573985 0.19083342]
towerse.section_Asy | output | m**2 | [1.35617924 1.35617924 1.35617924 0.71440272 0.71440272 0.71440272 0.30786193 0.30593245 0.30400298 0.28064638 0.23573985 0.19083342]
towerse.section_Ixx | output | kg*m**2 | [35.62874802 35.62874802 35.62874802 18.89755566 18.89755566 18.89755566 8.12773476 7.97578348 7.82573796 6.15358961 3.64575613 1.93291908]
towerse.section_Iyy | output | kg*m**2 | [35.62874802 35.62874802 35.62874802 18.89755566 18.89755566 18.89755566 8.12773476 7.97578348 7.82573796 6.15358961 3.64575613 1.93291908]
towerse.section_J0 | output | kg*m**2 | [71.25749604 71.25749604 71.25749604 37.79511132 37.79511132 37.79511132 16.25546952 15.95156696 15.65147593 12.30717923 7.29151226 3.86583817]
towerse.section_rho | output | kg/m**3 | [7800. 7800. 7800. 7800. 7800. 7800. 7800. 7800. 7800. 7800. 7800. 7800.]
towerse.section_E | output | Pa | [2.e+11 2.e+11 2.e+11 2.e+11 2.e+11 2.e+11 2.e+11 2.e+11 2.e+11 2.e+11 2.e+11 2.e+11]
towerse.section_G | output | Pa | [7.93e+10 7.93e+10 7.93e+10 7.93e+10 7.93e+10 7.93e+10 7.93e+10 7.93e+10 7.93e+10 7.93e+10 7.93e+10 7.93e+10]
towerse.post.cylinder_Fz | intermediate | N | [[-18367831.80611994] [-16263974.62738994] [-14158822.91439162] [-12559328.52503735] [-10958050.44471871] [ -9355251.45229385] [ -8929889.05012082] [ -8506775.81656084] [ -8085945.3826386 ] [ -7723272.84857435] [ -7418708.08301206] [ -7172088.14486112]]
towerse.post.cylinder_Vx | intermediate | N | [[4525903.37362015] [4526899.13814303] [4527807.79955141] [4528362.12903592] [4529784.33134936] [4530947.84903224] [4527133.03083517] [4527399.23541985] [4527608.32024438] [4527451.62698166] [4527236.02811077] [4526957.77028984]]
towerse.post.cylinder_Vy | intermediate | N | [[18885.19176268] [18891.83967124] [18898.12574409] [18902.43573336] [18913.47354991] [18923.42854752] [18895.58483556] [18898.54452545] [18901.2763359 ] [18901.03179466] [18900.64092938] [18900.59613354]]
towerse.post.cylinder_Mxx | intermediate | N*m | [[-3929590.2381356 ] [-3711276.85533966] [-3492087.5269438 ] [-3177112.33950915] [-2859981.87054676] [-2541675.30837739] [-2350248.50898626] [-2157850.27114177] [-1964665.23583676] [-1783718.17967414] [-1601863.75861456] [-1418389.44133143]]
towerse.post.cylinder_Myy | intermediate | N*m | [[ 5.88584239e+08] [ 5.36440403e+08] [ 4.84171819e+08] [ 4.09252237e+08] [ 3.34066014e+08] [ 2.58766112e+08] [ 2.13561582e+08] [ 1.68279292e+08] [ 1.22950205e+08] [ 8.06214488e+07] [ 3.82741592e+07] [-4.08414237e+06]]
towerse.post.cylinder_Mzz | intermediate | N*m | [[12653490.01353233] [12653349.27357605] [12653208.42233997] [12653916.78458267] [12653713.74256221] [12653510.48064429] [12654873.16173143] [12654764.53015652] [12654655.19116583] [12654730.48353146] [12655088.86781744] [12655643.73014146]]
towerse.qdyn | output | Pa | [[148.37100206] [170.01322289] [185.3443089 ] [197.46839981] [211.51348103] [223.10507465] [233.05310985] [238.43101747] [243.45012723] [248.16143491] [252.31677445] [256.26605948] [260.03151155]]
towerse.hub_height | intermediate | m | [161.]
towerse.foundation_height | intermediate | m | [15.]
towerse.rna_mass | intermediate | kg | [1020038.25656911]
towerse.rna_I | intermediate | kg*m**2 | [5.80547952e+08 3.77629500e+08 3.58172167e+08 7.49566627e+02 9.60518740e+06 2.46798707e+05]
towerse.rna_cg | intermediate | m | [-6.93595625 -0.11986836 4.61685938]
towerse.tower.rna_F | intermediate | N | [[ 4525332.42336561] [ 18881.56429096] [-7172088.14486112]]
towerse.tower.rna_M | intermediate | N*m | [[-1418386.07267109] [-4084178.56472368] [12652119.67052646]]
towerse.Px | output | N/m | [[0.] [0.] [0.] [0.] [0.] [0.] [0.] [0.] [0.] [0.] [0.] [0.] [0.]]
towerse.Py | output | N/m | [[0.] [0.] [0.] [0.] [0.] [0.] [0.] [0.] [0.] [0.] [0.] [0.] [0.]]
towerse.Pz | output | N/m | [[-1147.44032523] [-1322.29989504] [-1448.8704036 ] [-1550.6357216 ] [-1670.42829806] [-1770.86627662] [-1858.21399013] [-1891.34484824] [-1920.77733349] [-1946.98747653] [-1643.87054741] [-1363.59469824] [-1096.40809179]]
towerse.tower_mass | output | kg | [1332934.50827853]
towerse.tower_center_of_mass | output | m | [46.9847883]
towerse.tower_I_base | output | kg*m**2 | [4.64177853e+09 4.64177853e+09 3.89243036e+07 0.00000000e+00 0.00000000e+00 0.00000000e+00]
af_3d.cl | intermediate |  | [[[[-3.25260652e-19]] [[ 3.46944695e-18]] [[-1.38777878e-17]] ... [[ 3.38271078e-17]] [[-1.73472348e-18]] [[-3.57786717e-18]]] [[[-3.25260652e-19]] [[ 3.46944695e-18]] [[-1.38777878e-17]] ... [[ 3.38271078e-17]] [[-1.73472348e-18]] [[-3.57786717e-18]]] [[[ 2.73078505e-06]] [[ 2.98091593e-03]] [[ 6.06291339e-03]] ... [[-6.92034637e-03]] [[-3.91267001e-03]] [[ 2.73078505e-06]]] ... [[[ 9.21676640e-03]] [[ 2.51471281e-01]] [[ 4.27156974e-01]] ... [[-3.71288339e-01]] [[-2.06675555e-01]] [[ 9.21676640e-03]]] [[[ 3.09216345e-03]] [[ 2.32480415e-01]] [[ 4.50210209e-01]] ... [[-4.32384247e-01]] [[-2.18147196e-01]] [[ 3.09218622e-03]]] [[[-1.53642952e-08]] [[ 2.24280087e-01]] [[ 4.60935912e-01]] ... [[-4.60935912e-01]] [[-2.24280087e-01]] [[ 1.53642952e-08]]]] | 4D array with the lift coefficients of the airfoils. Dimension 0 is along the blade span for n_span stations, dimension 1 is along the angles of attack, dimension 2 is along the Reynolds number, dimension 3 is along the number of tabs, which may describe multiple sets at the same station, for example in presence of a flap.
af_3d.cd | intermediate |  | [[[[0.5 ]] [[0.5 ]] [[0.5 ]] ... [[0.5 ]] [[0.5 ]] [[0.5 ]]] [[[0.5 ]] [[0.5 ]] [[0.5 ]] ... [[0.5 ]] [[0.5 ]] [[0.5 ]]] [[[0.49137702]] [[0.49043419]] [[0.48892981]] ... [[0.48965496]] [[0.49070562]] [[0.49137702]]] ... [[[0.0181314 ]] [[0.02483905]] [[0.04066577]] ... [[0.040122 ]] [[0.02443972]] [[0.0181314 ]]] [[[0.01948591]] [[0.02537717]] [[0.04093476]] ... [[0.04032334]] [[0.02497146]] [[0.01948591]]] [[[0.0198 ]] [[0.02572598]] [[0.04114402]] ... [[0.04047996]] [[0.02538511]] [[0.0198 ]]]] | 4D array with the drag coefficients of the airfoils. Dimension 0 is along the blade span for n_span stations, dimension 1 is along the angles of attack, dimension 2 is along the Reynolds number, dimension 3 is along the number of tabs, which may describe multiple sets at the same station, for example in presence of a flap.
af_3d.cm | intermediate |  | [[[[-4.06575815e-20]] [[-3.90312782e-18]] [[ 8.67361738e-19]] ... [[-1.73472348e-18]] [[ 3.03576608e-18]] [[-3.38813179e-21]]] [[[-4.06575815e-20]] [[-3.90312782e-18]] [[ 8.67361738e-19]] ... [[-1.73472348e-18]] [[ 3.03576608e-18]] [[-3.38813179e-21]]] [[[ 4.36640486e-06]] [[ 1.62642880e-03]] [[ 3.08066092e-03]] ... [[-3.62633011e-03]] [[-1.91565467e-03]] [[ 4.36640486e-06]]] ... [[[ 2.63288849e-05]] [[ 1.38197125e-01]] [[ 2.18248197e-01]] ... [[-2.19142237e-01]] [[-1.37131107e-01]] [[ 2.63288849e-05]]] [[[ 8.41607132e-06]] [[ 1.20935538e-01]] [[ 2.27726470e-01]] ... [[-2.27946656e-01]] [[-1.20522643e-01]] [[ 8.42749206e-06]]] [[[-7.71299959e-09]] [[ 1.12680187e-01]] [[ 2.31783829e-01]] ... [[-2.31710912e-01]] [[-1.12584318e-01]] [[ 7.70271560e-09]]]] | 4D array with the moment coefficients of the airfoils. Dimension 0 is along the blade span for n_span stations, dimension 1 is along the angles of attack, dimension 2 is along the Reynolds number, dimension 3 is along the number of tabs, which may describe multiple sets at the same station, for example in presence of a flap.
af_3d.r_blade | intermediate | m | [ 5. 9.47044367 13.94088637 18.41133002 22.88177388 27.35221707 31.82265979 36.29310292 40.76354712 45.23399014 49.70443332 54.174877 58.64531966 63.11576334 67.58620723 72.05665059 76.52709335 80.99753722 85.46798004 89.93842337 94.40886704 98.87931006 103.34975306 107.82019703 112.29064072 116.76108387 121.23152771 125.70197049 130.17241344 134.64285714] | 1D array of the dimensional spanwise grid defined along the rotor (hub radius to blade tip projected on the plane)
af_3d.rotor_radius | intermediate | m | [134.64285714] | Scalar of the rotor radius, defined ignoring prebend and sweep curvatures, and cone and uptilt angles.
af_3d.r_thick | intermediate |  | [1. 1. 0.99101587 0.43258416 0.4 0.4 0.39394548 0.35 0.35 0.35 0.35 0.34702777 0.30061553 0.3 0.3 0.3 0.3 0.3 0.26396806 0.25 0.25 0.25 0.25 0.25 0.23767926 0.21 0.21 0.21 0.17698155 0.17 ] | 1D array of the relative thicknesses of the blade defined along span.
af_3d.chord | intermediate | m | [5. 5. 5.00260989 5.2480683 5.68201728 6.23616503 6.72749243 7. 7. 7. 6.98183684 6.87665127 6.68776951 6.4039089 6.04770743 5.69841438 5.41172253 5.15989218 4.90713585 4.65624341 4.39302948 4.10244436 3.84568831 3.62340492 3.39079802 3.13728849 2.90194672 2.65905396 2.40367374 1.19 ] | 1D array of the chord values defined along blade span.
blade.compute_coord_xy_dim.chord | intermediate | m | [5. 5. 5.00260989 5.2480683 5.68201728 6.23616503 6.72749243 7. 7. 7. 6.98183684 6.87665127 6.68776951 6.4039089 6.04770743 5.69841438 5.41172253 5.15989218 4.90713585 4.65624341 4.39302948 4.10244436 3.84568831 3.62340492 3.39079802 3.13728849 2.90194672 2.65905396 2.40367374 1.19 ] | 1D array of the chord values defined along blade span.
blade.compute_coord_xy_dim.pitch_axis | intermediate |  | [0.5 0.5 0.49663095 0.28721906 0.275 0.275 0.275 0.275 0.275 0.275 0.275 0.275 0.275 0.275 0.275 0.275 0.275 0.275 0.275 0.275 0.275 0.275 0.275 0.275 0.275 0.275 0.275 0.275 0.275 0.275 ] | 1D array of the chordwise position of the pitch axis (0-LE, 1-TE), defined along blade span.
blade.compute_coord_xy_dim.twist | intermediate | rad | [ 0. 0.71108204 0.71010059 0.62110926 0.48126332 0.35494216 0.26821741 0.21192099 0.18140141 0.15852501 0.13658278 0.11252435 0.08642306 0.06482777 0.04778457 0.03510491 0.02572079 0.01779535 0.00639055 -0.0069435 -0.01885381 -0.02725267 -0.03545553 -0.04197126 -0.04408781 -0.04456735 -0.04574229 -0.04908141 -0.05272335 -0.06340223] | 1D array of the twist values defined along blade span. The twist is defined positive for negative rotations around the z axis (the same as in BeamDyn).
blade.compute_coord_xy_dim.coord_xy_interp | intermediate |  | [[[ 1.00000000e+00 4.33680869e-19] [ 9.99310113e-01 -2.24586628e-02] [ 9.97715675e-01 -4.48159779e-02] ... [ 9.97767307e-01 4.41944433e-02] [ 9.99327246e-01 2.21465777e-02] [ 1.00000000e+00 -6.93889390e-18]] [[ 1.00000000e+00 4.33680869e-19] [ 9.99310113e-01 -2.24586628e-02] [ 9.97715675e-01 -4.48159779e-02] ... [ 9.97767307e-01 4.41944433e-02] [ 9.99327246e-01 2.21465777e-02] [ 1.00000000e+00 -6.93889390e-18]] [[ 1.00000000e+00 -1.56104353e-04] [ 9.98960339e-01 -2.19985674e-02] [ 9.97044546e-01 -4.37023034e-02] ... [ 9.97159777e-01 4.35554803e-02] [ 9.99009420e-01 2.19216886e-02] [ 1.00000000e+00 1.51000341e-04]] ... [[ 1.00000000e+00 -1.85825746e-03] [ 9.76833665e-01 1.35723908e-03] [ 9.53606753e-01 3.82309105e-03] ... [ 9.54692392e-01 1.46317490e-02] [ 9.77407565e-01 8.41049825e-03] [ 1.00000000e+00 2.01974332e-03]] [[ 1.00000000e+00 -1.64330792e-03] [ 9.76390332e-01 1.07534451e-03] [ 9.52741801e-01 3.14102139e-03] ... [ 9.53634224e-01 1.27279592e-02] [ 9.76861871e-01 7.26970573e-03] [ 1.00000000e+00 1.65190981e-03]] [[ 1.00000000e+00 -1.59933238e-03] [ 9.76316764e-01 1.06223114e-03] [ 9.52601299e-01 3.08357338e-03] ... [ 9.53511819e-01 1.19996935e-02] [ 9.76793838e-01 6.84560730e-03] [ 1.00000000e+00 1.54000107e-03]]] | 3D array of the non-dimensional x and y airfoil coordinates of the airfoils interpolated along span for n_span stations. The leading edge is place at x=0 and y=0.
blade.compute_coord_xy_dim.ref_axis | intermediate | m | [[ 0. 0. 0. ] [ 0. 0. 4.47044367] [ 0. 0. 8.94088637] [ 0. 0. 13.41133002] [ 0. 0. 17.88177388] [ 0. 0. 22.35221707] [ 0. 0. 26.82265979] [ 0. 0. 31.29310292] [ 0. 0. 35.76354712] [ 0. 0. 40.23399014] [ 0. 0. 44.70443332] [ 0. 0. 49.174877 ] [ 0. 0. 53.64531966] [ 0. 0. 58.11576334] [ 0. 0. 62.58620723] [ 0. 0. 67.05665059] [ 0. 0. 71.52709335] [ 0. 0. 75.99753722] [ 0. 0. 80.46798004] [ 0. 0. 84.93842337] [ 0. 0. 89.40886704] [ 0. 0. 93.87931006] [ 0. 0. 98.34975306] [ 0. 0. 102.82019703] [ 0. 0. 107.29064072] [ 0. 0. 111.76108387] [ 0. 0. 116.23152771] [ 0. 0. 120.70197049] [ 0. 0. 125.17241344] [ 0. 0. 129.64285714]] | 2D array of the coordinates (x,y,z) of the blade reference axis, defined along blade span. The coordinate system is the one of BeamDyn: it is placed at blade root with x pointing the suction side of the blade, y pointing the trailing edge and z along the blade span. A standard configuration will have negative x values (prebend), if swept positive y values, and positive z values.
blade.compute_reynolds.local_airfoil_velocities | intermediate | m/s | [ 8.57509945 9.70767978 11.29795239 13.46988385 15.57473682 17.82130506 20.16713931 22.58400528 25.06719328 27.59081786 30.13741712 32.70119979 35.27071189 37.85899298 40.4670515 43.08818716 45.71833988 48.35461765 50.9687877 53.60277341 56.2486607 58.90499659 61.56283522 64.2234306 66.89989918 69.56536392 72.23445539 74.89408803 77.55131258 79.46569135]
blade.compute_reynolds.chord | intermediate | m | [5. 5. 5.00260989 5.2480683 5.68201728 6.23616503 6.72749243 7. 7. 7. 6.98183684 6.87665127 6.68776951 6.4039089 6.04770743 5.69841438 5.41172253 5.15989218 4.90713585 4.65624341 4.39302948 4.10244436 3.84568831 3.62340492 3.39079802 3.13728849 2.90194672 2.65905396 2.40367374 1.19 ]
blade.high_level_blade_props.blade_ref_axis_user | intermediate | m | [[ 0. 0. 0. ] [ 0. 0. 4.17241409] [ 0. 0. 8.34482728] [ 0. 0. 12.51724135] [ 0. 0. 16.68965562] [ 0. 0. 20.86206926] [ 0. 0. 25.03448247] [ 0. 0. 29.20689606] [ 0. 0. 33.37931064] [ 0. 0. 37.55172413] [ 0. 0. 41.72413776] [ 0. 0. 45.89655186] [ 0. 0. 50.06896501] [ 0. 0. 54.24137912] [ 0. 0. 58.41379341] [ 0. 0. 62.58620722] [ 0. 0. 66.75862046] [ 0. 0. 70.93103474] [ 0. 0. 75.10344804] [ 0. 0. 79.27586181] [ 0. 0. 83.44827591] [ 0. 0. 87.62068939] [ 0. 0. 91.79310285] [ 0. 0. 95.96551723] [ 0. 0. 100.13793134] [ 0. 0. 104.31034494] [ 0. 0. 108.48275919] [ 0. 0. 112.65517245] [ 0. 0. 116.82758588] [ 0. 0. 121. ]] | 2D array of the coordinates (x,y,z) of the blade reference axis, defined along blade span. The coordinate system is the one of BeamDyn: it is placed at blade root with x pointing the suction side of the blade, y pointing the trailing edge and z along the blade span. A standard configuration will have negative x values (prebend), if swept positive y values, and positive z values.
blade.high_level_blade_props.hub_radius | intermediate | m | [5.] | Radius of the hub. It defines the distance of the blade root from the rotor center along the coned line.
blade.internal_structure_2d_fem.s | intermediate |  | [0. 0.03448276 0.06896552 0.10344828 0.13793103 0.17241379 0.20689655 0.24137931 0.27586207 0.31034483 0.34482759 0.37931034 0.4137931 0.44827586 0.48275862 0.51724138 0.55172414 0.5862069 0.62068966 0.65517241 0.68965517 0.72413793 0.75862069 0.79310345 0.82758621 0.86206897 0.89655172 0.93103448 0.96551724 1. ] | 1D array of the non-dimensional spanwise grid defined along blade axis (0-blade root, 1-blade tip)
blade.internal_structure_2d_fem.coord_xy_dim | intermediate | m | [[[ 2.50000000e+00 2.16840434e-18] [ 2.49655057e+00 -1.12293314e-01] [ 2.48857837e+00 -2.24079889e-01] ... [ 2.48883653e+00 2.20972216e-01] [ 2.49663623e+00 1.10732888e-01] [ 2.50000000e+00 -3.46944695e-17]] [[ 2.50000000e+00 2.16840434e-18] [ 2.49655057e+00 -1.12293314e-01] [ 2.48857837e+00 -2.24079889e-01] ... [ 2.48883653e+00 2.20972216e-01] [ 2.49663623e+00 1.10732888e-01] [ 2.50000000e+00 -3.46944695e-17]] [[ 2.51815898e+00 -7.80929181e-04] [ 2.51295796e+00 -1.10050251e-01] [ 2.50337400e+00 -2.18625575e-01] ... [ 2.50395045e+00 2.17891076e-01] [ 2.51320350e+00 1.09665656e-01] [ 2.51815898e+00 7.55395796e-04]] ... [[ 1.92781412e+00 -4.94120685e-03] [ 1.86621359e+00 3.60897196e-03] [ 1.80445197e+00 1.01658054e-02] ... [ 1.80733875e+00 3.89066102e-02] [ 1.86773962e+00 2.23639687e-02] [ 1.92781412e+00 5.37060646e-03]] [[ 1.74266346e+00 -3.94997610e-03] [ 1.68591352e+00 2.58477737e-03] [ 1.62907017e+00 7.54999065e-03] ... [ 1.63121526e+00 3.05938613e-02] [ 1.68704695e+00 1.74740008e-02] [ 1.74266346e+00 3.97065222e-03]] [[ 8.62750000e-01 -1.90320553e-03] [ 8.34566949e-01 1.26405505e-03] [ 8.06345545e-01 3.66945232e-03] ... [ 8.07429065e-01 1.42796353e-02] [ 8.35134668e-01 8.14627269e-03] [ 8.62750000e-01 1.83260127e-03]]] | 3D array of the dimensional x and y airfoil coordinates of the airfoils interpolated along span for n_span stations. The origin is placed at the pitch axis.
blade.internal_structure_2d_fem.twist | intermediate | rad | [ 0. 0.71108204 0.71010059 0.62110926 0.48126332 0.35494216 0.26821741 0.21192099 0.18140141 0.15852501 0.13658278 0.11252435 0.08642306 0.06482777 0.04778457 0.03510491 0.02572079 0.01779535 0.00639055 -0.0069435 -0.01885381 -0.02725267 -0.03545553 -0.04197126 -0.04408781 -0.04456735 -0.04574229 -0.04908141 -0.05272335 -0.06340223] | 1D array of the twist values defined along blade span. The twist is defined positive for negative rotations around the z axis (the same as in BeamDyn).
blade.internal_structure_2d_fem.chord | intermediate | m | [5. 5. 5.00260989 5.2480683 5.68201728 6.23616503 6.72749243 7. 7. 7. 6.98183684 6.87665127 6.68776951 6.4039089 6.04770743 5.69841438 5.41172253 5.15989218 4.90713585 4.65624341 4.39302948 4.10244436 3.84568831 3.62340492 3.39079802 3.13728849 2.90194672 2.65905396 2.40367374 1.19 ] | 1D array of the chord values defined along blade span.
blade.internal_structure_2d_fem.pitch_axis | intermediate |  | [0.5 0.5 0.49663095 0.28721906 0.275 0.275 0.275 0.275 0.275 0.275 0.275 0.275 0.275 0.275 0.275 0.275 0.275 0.275 0.275 0.275 0.275 0.275 0.275 0.275 0.275 0.275 0.275 0.275 0.275 0.275 ] | 1D array of the chordwise position of the pitch axis (0-LE, 1-TE), defined along blade span.
blade.interp_airfoils.s | intermediate |  | [0. 0.03448276 0.06896552 0.10344828 0.13793103 0.17241379 0.20689655 0.24137931 0.27586207 0.31034483 0.34482759 0.37931034 0.4137931 0.44827586 0.48275862 0.51724138 0.55172414 0.5862069 0.62068966 0.65517241 0.68965517 0.72413793 0.75862069 0.79310345 0.82758621 0.86206897 0.89655172 0.93103448 0.96551724 1. ] | 1D array of the non-dimensional spanwise grid defined along blade axis (0-blade root, 1-blade tip)
blade.interp_airfoils.pitch_axis | intermediate |  | [0.5 0.5 0.49663095 0.28721906 0.275 0.275 0.275 0.275 0.275 0.275 0.275 0.275 0.275 0.275 0.275 0.275 0.275 0.275 0.275 0.275 0.275 0.275 0.275 0.275 0.275 0.275 0.275 0.275 0.275 0.275 ] | 1D array of the chordwise position of the pitch axis (0-LE, 1-TE), defined along blade span.
blade.interp_airfoils.chord | intermediate | m | [5. 5. 5.00260989 5.2480683 5.68201728 6.23616503 6.72749243 7. 7. 7. 6.98183684 6.87665127 6.68776951 6.4039089 6.04770743 5.69841438 5.41172253 5.15989218 4.90713585 4.65624341 4.39302948 4.10244436 3.84568831 3.62340492 3.39079802 3.13728849 2.90194672 2.65905396 2.40367374 1.19 ] | 1D array of the chord values defined along blade span.
blade.interp_airfoils.r_thick_yaml | intermediate |  | [0. 0. 0. 0. 0. 0. 0. 0. 0. 0. 0. 0. 0. 0. 0. 0. 0. 0. 0. 0. 0. 0. 0. 0. 0. 0. 0. 0. 0. 0.] | 1D array of the relative thicknesses of the blade defined along span.
blade.pa.s | intermediate |  | [0. 0.03448276 0.06896552 0.10344828 0.13793103 0.17241379 0.20689655 0.24137931 0.27586207 0.31034483 0.34482759 0.37931034 0.4137931 0.44827586 0.48275862 0.51724138 0.55172414 0.5862069 0.62068966 0.65517241 0.68965517 0.72413793 0.75862069 0.79310345 0.82758621 0.86206897 0.89655172 0.93103448 0.96551724 1. ] | 1D array of the non-dimensional spanwise grid defined along blade axis (0-blade root, 1-blade tip)
blade.ps.s | intermediate |  | [0. 0.03448276 0.06896552 0.10344828 0.13793103 0.17241379 0.20689655 0.24137931 0.27586207 0.31034483 0.34482759 0.37931034 0.4137931 0.44827586 0.48275862 0.51724138 0.55172414 0.5862069 0.62068966 0.65517241 0.68965517 0.72413793 0.75862069 0.79310345 0.82758621 0.86206897 0.89655172 0.93103448 0.96551724 1. ] | 1D array of the non-dimensional spanwise grid defined along blade axis (0-blade root, 1-blade tip)
high_level_tower_props.rotor_diameter | intermediate | m | [270.] | Diameter of the rotor used in WISDEM. It is defined as two times the blade length plus the hub diameter.
tower_grid.ref_axis | intermediate | m | [[ 0. 0. 15. ] [ 0. 0. 49.36020979] [ 0. 0. 98.44622378] [ 0. 0. 127.89783217] [ 0. 0. 155.386 ]] | 2D array of the coordinates (x,y,z) of the tower reference axis. The coordinate system is the global coordinate system of OpenFAST: it is placed at tower base with x pointing downwind, y pointing on the side and z pointing vertically upwards. A standard tower configuration will have zero x and y values and positive z values.
financese.plant_aep | output | USD/kW/h | [3.31618455e+09]
financese.capacity_factor | output |  | [0.47319985] | Capacity factor of the wind farm
financese.lcoe | output | USD/kW/h | [0.08846815] | Levelized cost of energy: LCOE is the cost that, if assigned to every unit of electricity by an asset over an evaluation period, will equal the total costs during that same period when discounted to the base year.
financese.lvoe | output | USD/kW/h | [0.04] | Levelized value of energy: LVOE is the discounted sum of total value divided by the discounted sum of electrical energy generated.
financese.value_factor | output |  | [0.56338028] | Value factor is the LVOE divided by a benchmark price.
financese.nvoc | output | USD/kW/year | [-200.91166257] | Net value of capacity: NVOC is the difference in an asset’s total annualized value and annualized cost, divided by the installed capacity of the asset. NVOC ≥ 0 for economic viability.
financese.nvoe | output | USD/kW/h | [-0.04846815] | Net value of energy: NVOE is the difference between LVOE and LCOE. NVOE ≥ 0 for economic viability.
financese.slcoe | output | USD/kW/h | [0.11946815] | System LCOE: SLCOE is the negative of NVOE but further adjusted by a benchmark price. System LCOE ≤ benchmark price for economic viability.
financese.bcr | output |  | [0.45214012] | Benefit cost ratio: BCR is the discounted sum of total value divided by the discounted sum of total cost. A higher BCR is more competitive. BCR ≥ 1 for economic viability
financese.cbr | output |  | [2.21170375] | Cost benefit ratio: CBR is the inverse of BCR. CBR ≤ 1 for economic viability. A lower CBR is more competitive.
financese.roi | output |  | [-0.54785988] | Return on investment: ROI can also be expressed as BCR – 1. A higher ROI is more competitive. ROI ≥ 0 for economic viability.
financese.pm | output |  | [-1.21170375] | Profit margin: PM can also be expressed as 1 - CBR. A higher PM is more competitive. PM ≥ 0 for economic viability.
financese.plcoe | output | USD/kW/h | [0.15703097] | Profitability adjusted PLCOE is the product of a benchmark price and CBR, which is equal to LCOE divided by value factor. A lower PLCOE is more competitive. PLCOE ≤ benchmark price for economic viability.
orbit.bos_capex | output | USD | [8.25620511e+08] | Total BOS CAPEX not including commissioning or decommissioning.
orbit.total_capex | output | USD | [2.53287051e+09] | Total BOS CAPEX including commissioning and decommissioning.
orbit.total_capex_kW | output | USD/kW | [3166.08813933] | Total BOS CAPEX including commissioning and decommissioning.
orbit.installation_time | output | h | [9982.83681053] | Total balance of system installation time.
orbit.installation_capex | output | USD | [2.63047236e+08] | Total balance of system installation cost.
drivese.bear1.mb_max_defl_ang | output | rad | [0.00872665]
drivese.bear1.mb_mass | output | kg | [48092.00178654]
drivese.bear1.mb_I | output | kg*m**2 | [59002.87469186 29771.95485598 29771.95485598]
drivese.bear2.mb_max_defl_ang | output | rad | [0.078]
drivese.bear2.mb_mass | output | kg | [13479.28387693]
drivese.bear2.mb_I | output | kg*m**2 | [16537.39640651 8344.51917506 8344.51917506]
drivese.drivetrain_spring_constant | output | N*m/rad | [5.11409396e+10]
drivese.drivetrain_damping_coefficient | output | N*m*s/rad | [53097448.6985247]
drivese.stage_ratios | output |  | [0. 0. 0.]
drivese.L_gearbox | output | m | [0.]
drivese.D_gearbox | output | m | [0.]
drivese.generator.con_uas | output | m | [-0.00278853]
drivese.generator.con_zas | output | m | [0.]
drivese.generator.con_yas | output | m | [-0.0087582]
drivese.generator.con_bst | output | m | [0.]
drivese.generator.con_uar | output | m | [-0.00033433]
drivese.generator.con_yar | output | m | [-0.01106354]
drivese.generator.con_zar | output | m | [0.]
drivese.generator.con_br | output | m | [0.]
drivese.generator.TCr | output | m**3 | [-9.73887564]
drivese.generator.TCs | output | m**3 | [-15.2693475]
drivese.generator.con_TC2r | output | m**3 | [-15.2693475]
drivese.generator.con_TC2s | output | m**3 | [-15.2693475]
drivese.generator.con_Bsmax | output | T | [1.35621707]
drivese.generator.K_rad_L | output |  | [0.2184466]
drivese.generator.K_rad_U | output |  | [0.2184466]
drivese.generator.D_ratio_L | output |  | [0.]
drivese.generator.D_ratio_U | output |  | [0.]
drivese.generator.converter_efficiency | output |  | [0.98573292 0.98571845 0.98570265 0.98568557 0.98566729 0.98564786 0.98562735 0.9856058 0.98558326 0.98555978 0.98553541 0.98551018 0.98548414 0.98545731 0.98542974 0.98540145 0.98537248 0.98534286 0.98531261 0.98528175]
drivese.generator.transformer_efficiency | output |  | [0.9980997 0.99805908 0.99801772 0.99797563 0.9979328 0.99788923 0.99784493 0.99779989 0.99775412 0.99770761 0.99766036 0.99761237 0.99756365 0.9975142 0.99746401 0.99741308 0.99736141 0.99730901 0.99725587 0.997202 ]
drivese.generator_efficiency | output |  | [0.97031671 0.96964244 0.96902685 0.9684636 0.96794712 0.96744112 0.96700206 0.9665618 0.96618514 0.96579785 0.96547163 0.96512711 0.96480024 0.96448927 0.96419263 0.9639089 0.96363679 0.96337513 0.96312286 0.96283223]
drivese.generator_cost | output | USD | [5080269.60391365]
drivese.generator.B_rymax | output | T | [1.63478983]
drivese.generator.B_trmax | output | T | [0.]
drivese.generator.B_tsmax | output | T | [0.]
drivese.generator.B_g1 | output | T | [0.]
drivese.generator.B_pm1 | output |  | [1.14758177]
drivese.generator.N_s | output |  | [129.]
drivese.generator.b_s | output | m | [0.05046225]
drivese.generator.b_t | output | m | [0.0808961]
drivese.generator.A_Curcalc | output | mm**2 | [0.]
drivese.generator.A_Cuscalc | output | mm**2 | [712.77811011]
drivese.generator.b_m | output |  | [0.1288363]
drivese.generator.f | output |  | [ 8.33333333 8.48576316 8.63819298 8.7906228 8.94305262 9.09548245 9.24791227 9.40034209 9.55277191 9.70520174 9.85763156 10.01006138 10.16249121 10.31492103 10.46735085 10.61978067 10.7722105 10.92464032 11.07707014 11.22949996]
drivese.generator.I_s | output | A | [1254.32077412 1347.62032016 1427.38887337 1496.4776337 1556.89248622 1610.11121509 1657.26101461 1699.22523384 1736.711258 1770.29565118 1800.45529703 1827.58954576 1852.03637643 1874.08445506 1893.98230399 1911.94539182 1928.16169628 1942.79612607 1955.99407652 1967.88431869]
drivese.generator.R_s | output | ohm | [0.02946056 0.02894969 0.02843881 0.02792793 0.02741706 0.02707647 0.0265656 0.02622501 0.02571413 0.02537355 0.02486267 0.02452209 0.0241815 0.02384092 0.02350033 0.02315975 0.02281917 0.02247858 0.022138 0.0219677 ]
drivese.generator.L_s | output |  | [0.01953322]
drivese.generator.J_s | output | A/m**2 | [6. 6. 6. 6. 6. 6. 6. 6. 6. 6. 6. 6. 6. 6. 6. 6. 6. 6. 6. 6.]
drivese.generator.A_1 | output |  | [40422.92243229 42676.56559743 44404.98914169 45717.98368381 46693.61398594 47689.85361503 48160.22447194 48746.6370299 48851.46101556 49136.59532156 48967.52893714 49024.60997103 48990.38437477 48875.3841643 48688.67919263 48438.13154933 48130.59599483 47772.07990078 47367.87233118 47289.23247663]
drivese.generator.Losses | output | W | [285930.97231753 299033.19521454 310854.87962537 321531.07532813 331180.90451188 340571.97392451 348512.71546672 356443.33617516 362996.09960507 369739.89363468 375160.97309063 380936.83636619 386308.66643441 391314.06674942 395986.99043936 400358.14113005 404455.32356702 408303.75118251 411926.31660484 416333.03298967]
drivese.generator.S | output |  | [240.]
drivese.generator.Slot_aspect_ratio | output |  | [7.46983896]
drivese.generator.Slot_aspect_ratio1 | output |  | [0.]
drivese.generator.Slot_aspect_ratio2 | output |  | [0.]
drivese.generator.J_r | output |  | [0. 0. 0. 0. 0. 0. 0. 0. 0. 0. 0. 0. 0. 0. 0. 0. 0. 0. 0. 0.]
drivese.generator.L_sm | output |  | [0.]
drivese.generator.Q_r | output |  | [0.]
drivese.generator.R_R | output |  | [0.]
drivese.generator.b_r | output |  | [0.]
drivese.generator.b_tr | output |  | [0.]
drivese.generator.b_trmin | output |  | [0.]
drivese.generator.B_symax | output | T | [1.63455514]
drivese.generator.tau_p | output | m | [0.16104538]
drivese.generator.q | output | N/m**2 | [768352.15212278]
drivese.generator.len_ag | output | m | [0.01025247]
drivese.generator.h_t | output | m | [0.43194491]
drivese.generator.tau_s | output | m | [0.13393607]
drivese.generator.J_actual | output | A/m**2 | [1.24434058 1.33689777 1.41603163 1.48457068 1.54450483 1.59730012 1.64407476 1.68570509 1.72289285 1.75621002 1.7861297 1.81304805 1.83730036 1.85917301 1.87891254 1.8967327 1.91281998 1.92733797 1.94043091 1.95222654]
drivese.generator.T_e | output | N*m | [22187153.3217761]
drivese.generator.twist_r | output | deg | [0.00065563]
drivese.generator.twist_s | output | deg | [0.00013383]
drivese.generator.Structural_mass_rotor | output | kg | [66168.75073986]
drivese.generator.Structural_mass_stator | output | kg | [61098.33578311]
drivese.generator.Mass_tooth_stator | output | kg | [162955.51940932]
drivese.generator.Mass_yoke_rotor | output | kg | [20554.89809625]
drivese.generator.Mass_yoke_stator | output | kg | [18292.21340911]
drivese.hub_system_cost | output | USD | [24899.30651552]
drivese.constr_hub_diameter | output | m | [3.07179677]
drivese.spinner.spinner_diameter | output | m | [11.]
drivese.L_lss | output | m | [3.]
drivese.s_generator | output | m | [1.225]
drivese.constr_length | output | m | [0.77676827]
drivese.L_nose | output | m | [1.3]
drivese.D_bearing1 | output | m | [0.3]
drivese.D_bearing2 | output | m | [0.3]
drivese.constr_access | output | m | [[0.1 0. ] [0.1 0. ]]
drivese.constr_ecc | output | m | [-0.96964549]
drivese.torq_deflection | output | m | [0.00010202]
drivese.torq_angle | output | rad | [0.00017418]
drivese.lss_axial_stress | output | Pa | [[20944707.8791124 ] [20900706.31713065] [26844929.0547225 ] [27658852.11543364]]
drivese.lss_shear_stress | output | Pa | [[ 123993.5670494 ] [ 1493391.4347867 ] [ 7892054.10021546] [80769898.09849024]]
drivese.constr_lss_vonmises | output |  | [[0.0757936 ] [0.07620737] [0.10900831] [0.51602625]]
drivese.F_torq | output | N | [[-0.] [-0.] [-0.]]
drivese.M_torq | output | N*m | [[99265157.24848835] [ -0. ] [ -0. ]]
drivese.lss_axial_load2stress | output | m**2 | [1.0976203 0. 0. 0. 1.56430446 1.56430446]
drivese.lss_shear_load2stress | output | m**2 | [0. 1.77770979 1.77770979 0.78215223 0. 0. ]
drivese.constr_shaft_deflection | output |  | [1.79045866]
drivese.constr_shaft_angle | output |  | [0.30568898]
drivese.hub_E | output | Pa | [1.18e+11]
drivese.hub_G | output | Pa | [4.76e+10]
drivese.hub_rho | output | kg/m**3 | [7200.]
drivese.hub_Xy | output | Pa | [2.65e+08]
drivese.hub_wohler_exp | output |  | [3.]
drivese.hub_wohler_A | output |  | [3.55346484e+10]
drivese.hub_mat_cost | output | USD/kg | [0.5]
drivese.spinner_rho | output | kg/m**3 | [1940.]
drivese.spinner_Xt | output | Pa | [38100000.]
drivese.spinner_mat_cost | output | USD/kg | [1.87]
drivese.lss_Xt | output | Pa | [8.14e+08]
drivese.lss_wohler_exp | output |  | [3.]
drivese.lss_wohler_A | output |  | [3.55346484e+10]
drivese.lss_cost | output | USD/kg | [0.9]
drivese.hss_E | output | Pa | [0.]
drivese.hss_G | output | Pa | [0.]
drivese.hss_rho | output | kg/m**3 | [0.]
drivese.hss_Xy | output | Pa | [0.]
drivese.hss_Xt | output | Pa | [0.]
drivese.hss_wohler_exp | output |  | [0.]
drivese.hss_wohler_A | output |  | [0.]
drivese.hss_cost | output | USD/kg | [0.]
drivese.bedplate_mat_cost | output | USD/kg | [0.9]
drivese.cover_length | output | m | [4.1544451]
drivese.cover_height | output | m | [11.67918228]
drivese.cover_width | output | m | [11.67918228]
drivese.mean_bearing_mass | output | kg | [30785.64283173]
drivese.total_bedplate_mass | output | kg | [40686.9261128]
drivese.above_yaw_mass | output | kg | [660509.17898818]
drivese.above_yaw_cm | output | m | [-3.9717272 -0.18511523 4.23191618]
drivese.nacelle_I | output | kg*m**2 | [9856621.47062869 9086660.71630366 8989084.91397999 467294.89526315 1874005.99464989 -250310.13819652]
drivese.above_yaw_I | output | kg*m**2 | [9409287.89777106 8246915.79984595 8594964.96608382 485624.3165828 1454977.40528067 -269840.32508817]
drivese.above_yaw_I_TT | output | kg*m**2 | [2.12610565e+07 3.04953297e+07 1.90368784e+07 3.49245965e-10 1.25568267e+07 2.47597378e+05]
drivese.mb1_deflection | output | m | [0.00208682]
drivese.mb2_deflection | output | m | [0.00144165]
drivese.stator_deflection | output | m | [0.00135015]
drivese.mb1_angle | output | rad | [0.00030311]
drivese.mb2_angle | output | rad | [0.00032461]
drivese.stator_angle | output | rad | [0.0002981]
drivese.base_F | output | N | [[ 4525332.42336561] [ 18881.56429096] [-7172088.14486112]]
drivese.base_M | output | N*m | [[-1418386.07267109] [-4084178.56472368] [12652119.67052646]]
drivese.bedplate_nose_axial_stress | output | Pa | [[11500191.73285266] [13764082.1539023 ] [16218971.81280206] [19047286.2406423 ] [22505502.87424619] [26970414.54997071] [33021338.00670376] [41522379.2623658 ] [53446005.15658881] [68351138.99064054] [80198634.08063653] [44619062.68069764] [45052216.6730575 ] [11203990.08552472] [ 6390739.07883873]]
drivese.bedplate_nose_shear_stress | output | Pa | [[17226211.99790272] [14957412.83839228] [12686233.63980307] [10243043.419108 ] [ 7407306.60705251] [ 9066255.44090656] [15331014.12566741] [23517065.52672775] [33820632.09935188] [45069050.69101774] [53158874.1158672 ] [27941862.87224754] [16382668.13161215] [15618689.42241771] [15495575.50370045]]
drivese.bedplate_nose_bending_stress | output | Pa | [[ 3200896.6008761 ] [ 4458591.48798211] [ 5884025.52344178] [ 7598478.42460784] [ 9775018.08570535] [12700776.51308711] [16894458.09730953] [23290348.5663431 ] [33272296.9006864 ] [47186049.46839673] [59558595.78178207] [ 0. ] [ 0. ] [ 0. ] [ 0. ]]
drivese.constr_bedplate_vonmises | output |  | [[0.11419493] [0.10356491] [0.09471122] [0.08793654] [0.08460473] [0.10188398] [0.14121989] [0.19682536] [0.27119279] [0.35761226] [0.4232339 ] [0.23819626] [0.19266487] [0.1059539 ] [0.09983414]]
drivese.constr_mb1_defl | output |  | [0.03473435]
drivese.constr_mb2_defl | output |  | [0.00416172]
drivese.constr_stator_deflection | output |  | [23.69518437]
drivese.constr_stator_angle | output |  | [0.52317319]
drivese.rotor_mass | output | kg | [332518.09731551]
drivese.rna_mass | output | kg | [1020038.25656911]
drivese.rna_cm | output | m | [-6.93595625 -0.11986836 4.61685938]
drivese.rna_I_TT | output | kg*m**2 | [5.80547952e+08 3.77629500e+08 3.58172167e+08 7.49566627e+02 9.60518740e+06 2.46798707e+05]
drivese.lss_rpm | output | rpm | [5. 5.09145789 5.18291579 5.27437368 5.36583157 5.45728947 5.54874736 5.64020526 5.73166315 5.82312104 5.91457894 6.00603683 6.09749472 6.18895262 6.28041051 6.3718684 6.4633263 6.55478419 6.64624208 6.73769998]
drivese.hss_rpm | output | rpm | [5. 5.09145789 5.18291579 5.27437368 5.36583157 5.45728947 5.54874736 5.64020526 5.73166315 5.82312104 5.91457894 6.00603683 6.09749472 6.18895262 6.28041051 6.3718684 6.4633263 6.55478419 6.64624208 6.73769998]
fixedse.env.Px | output | N/m | [ 0. 0. 0. 30974.55430283 31871.91514184 34620.99320849 39398.548849 46516.76572879 56446.05467055 69875.24006445 81254.77857179 95051.02579361 111836.96771038 796.42386983 940.82495745 1038.43078066 1078.44674535 1114.50700459 1147.44032523]
fixedse.env.Py | output | N/m | [0. 0. 0. 0. 0. 0. 0. 0. 0. 0. 0. 0. 0. 0. 0. 0. 0. 0. 0.]
fixedse.env.Pz | output | N/m | [0. 0. 0. 0. 0. 0. 0. 0. 0. 0. 0. 0. 0. 0. 0. 0. 0. 0. 0.]
fixedse.env.qdyn | output | N/m**2 | [0.00000000e+00 0.00000000e+00 0.00000000e+00 4.08895047e+05 3.58832007e+05 3.09169725e+05 2.59944974e+05 2.11222195e+05 1.63098616e+05 1.15712266e+05 8.46225037e+04 5.40167151e+04 2.39846967e+04 1.03413688e+02 1.22130807e+02 1.34613039e+02 1.39686475e+02 1.44235586e+02 1.48371002e+02]
fixedse.env.wave.U | output | m/s | [0. 0. 0. 0.46567523 0.4787013 0.51850824 0.58732305 0.68899556 0.82921383 1.01582234 1.17103251 1.35528475 1.57314861 0. 0. 0. 0. 0. 0. ]
fixedse.env.wave.W | output | m/s | [ 0. 0. 0. -0. -0.11091218 -0.22802932 -0.35790354 -0.50780061 -0.68610652 -0.90279655 -1.07445973 -1.27276995 -1.50264538 0. 0. 0. 0. 0. 0. ]
fixedse.env.wave.V | output | m/s | [0. 0. 0. 0.46567523 0.49138218 0.56643461 0.68778144 0.85590674 1.07626099 1.35902047 1.58927054 1.85923105 2.17548608 0. 0. 0. 0. 0. 0. ]
fixedse.env.wave.A | output | m/s**2 | [0. 0. 0. 0.30962156 0.31828243 0.34474956 0.39050366 0.45810442 0.55133377 0.67540741 0.77860468 0.90111167 1.04596658 0. 0. 0. 0. 0. 0. ]
fixedse.env.wave.p | output | N/m**2 | [ 0. 0. 0. 408783.90920109 358714.56516003 309031.93860788 259768.18746945 210978.90359372 162746.22283177 115183.42011509 83919.7037073 53075.35671825 22716.363445 0. 0. 0. 0. 0. 0. ]
fixedse.env.wave.phase_speed | output | m/s | [14.08786537]
fixedse.env.waveLoads.waveLoads_Px | output | N/m | [ 0. 0. 0. 30974.55430283 31871.91514184 34620.99320849 39398.548849 46516.76572879 56446.05467055 69875.24006445 81254.77857179 95051.02579361 111836.96771038 0. 0. 0. 0. 0. 0. ]
fixedse.env.waveLoads.waveLoads_Py | output | N/m | [0. 0. 0. 0. 0. 0. 0. 0. 0. 0. 0. 0. 0. 0. 0. 0. 0. 0. 0.]
fixedse.env.waveLoads.waveLoads_Pz | output | N/m | [0. 0. 0. 0. 0. 0. 0. 0. 0. 0. 0. 0. 0. 0. 0. 0. 0. 0. 0.]
fixedse.env.waveLoads.waveLoads_qdyn | output | N/m**2 | [ 0. 0. 0. 111.13737785 117.4419025 137.78603139 176.78603545 243.29137619 352.39273034 528.84620389 702.80003284 941.35834202 1268.33322847 0. 0. 0. 0. 0. 0. ]
fixedse.env.waveLoads.waveLoads_pt | output | N/m**2 | [ 0. 0. 0. 408895.04657894 358832.00706253 309169.72463927 259944.9735049 211222.19496991 163098.61556212 115712.26631898 84622.50374015 54016.71506028 23984.69667347 0. 0. 0. 0. 0. 0. ]
fixedse.env.waveLoads.waveLoads_z | output | m | [-70. -60. -50. -40. -35. -30. -25. -20. -15. -10. -6.66666667 -3.33333333 0. 3.33333333 6.66666667 10. 11.66666667 13.33333333 15. ]
fixedse.env.waveLoads.waveLoads_beta | output | deg | [0.]
fixedse.env.wind.U | output | m/s | [ 0. 0. 0. 0. 0. 0. 0. 0. 0. 0. 0. 0. 0. 12.99379368 14.12080859 14.82485715 15.10164066 15.34557498 15.56400883]
fixedse.env.windLoads.windLoads_Px | output | N/m | [ 0. 0. 0. 0. 0. 0. 0. 0. 0. 0. 0. 0. 0. 796.42386983 940.82495745 1038.43078066 1078.44674535 1114.50700459 1147.44032523]
fixedse.env.windLoads.windLoads_Py | output | N/m | [0. 0. 0. 0. 0. 0. 0. 0. 0. 0. 0. 0. 0. 0. 0. 0. 0. 0. 0.]
fixedse.env.windLoads.windLoads_Pz | output | N/m | [0. 0. 0. 0. 0. 0. 0. 0. 0. 0. 0. 0. 0. 0. 0. 0. 0. 0. 0.]
fixedse.env.windLoads.windLoads_qdyn | output | N/m**2 | [ 0. 0. 0. 0. 0. 0. 0. 0. 0. 0. 0. 0. 0. 103.41368801 122.13080663 134.6130386 139.68647471 144.23558636 148.37100206]
fixedse.env.windLoads.windLoads_z | output | m | [-70. -60. -50. -40. -35. -30. -25. -20. -15. -10. -6.66666667 -3.33333333 0. 3.33333333 6.66666667 10. 11.66666667 13.33333333 15. ]
fixedse.env.windLoads.windLoads_beta | output | deg | [0.]
fixedse.g2e.Px | output | N/m | [0. 0. 0. 0. 0. 0. 0. 0. 0. 0. 0. 0. 0. 0. 0. 0. 0. 0. 0.]
fixedse.g2e.Py | output | N/m | [0. 0. 0. 0. 0. 0. 0. 0. 0. 0. 0. 0. 0. 0. 0. 0. 0. 0. 0.]
fixedse.g2e.Pz | output | N/m | [ 0. 0. 0. -30974.55430283 -31871.91514184 -34620.99320849 -39398.548849 -46516.76572879 -56446.05467055 -69875.24006445 -81254.77857179 -95051.02579361 -111836.96771038 -796.42386983 -940.82495745 -1038.43078066 -1078.44674535 -1114.50700459 -1147.44032523]
fixedse.g2e.qdyn | output | Pa | [0.00000000e+00 0.00000000e+00 0.00000000e+00 4.08895047e+05 3.58832007e+05 3.09169725e+05 2.59944974e+05 2.11222195e+05 1.63098616e+05 1.15712266e+05 8.46225037e+04 5.40167151e+04 2.39846967e+04 1.03413688e+02 1.22130807e+02 1.34613039e+02 1.39686475e+02 1.44235586e+02 1.48371002e+02]
fixedse.constr_d_to_t | output |  | [201.39335846 97.38639882 107.72073323 118.38961189 128.06715236 137.82110704]
fixedse.constr_taper | output |  | [1. 1. 1. 1. 1. 1.]
fixedse.slope | output |  | [1. 1. 1. 1. 1. 1.]
fixedse.thickness_slope | output |  | [2.0679824 0.90406365 0.90988332 0.92443386 0.92922742]
fixedse.member.nu_full | output |  | [0.26103405 0.26103405 0.26103405 0.26103405 0.26103405 0.26103405 0.26103405 0.26103405 0.26103405 0.26103405 0.26103405 0.26103405 0.26103405 0.26103405 0.26103405 0.26103405 0.26103405 0.26103405]
fixedse.member.nodes_r | output | m | [5.5 5.5 5.5 5.5 5.5 5.5 5.5 5.5 5.5 5.5 5.5 5.5 5.5 5.5 5.5 5.5 5.5 5.5 5.5]
fixedse.member.center_of_buoyancy | output | m | [ 0. 0. -35.]
fixedse.member.displacement | output | m**3 | [6652.32244398]
fixedse.member.buoyancy_force | output | N | [66865740.88083991]
fixedse.member.idx_cb | output |  | [4.]
fixedse.member.Awater | output | m**2 | [95.03317777]
fixedse.member.Iwaterx | output | m**4 | [718.68840689]
fixedse.member.Iwatery | output | m**4 | [718.68840689]
fixedse.member.added_mass | output | kg | [6.81863051e+06 6.81863051e+06 2.27379167e+05 2.78441474e+09 2.78441474e+09 0.00000000e+00]
fixedse.member.waterline_centroid | output | m | [0. 0.]
fixedse.member.z_dim | output | m | [-70. -60. -50. -40. -35. -30. -25. -20. -15. -10. -6.66666667 -3.33333333 0. 3.33333333 6.66666667 10. 11.66666667 13.33333333 15. ]
fixedse.member.d_eff | output | m | [11. 11. 11. 11. 11. 11. 11. 11. 11. 11. 11. 11. 11. 11. 11. 11. 11. 11. 11.]
fixedse.monopile_section_height | output | m | [30. 15. 15. 10. 10. 5.]
fixedse.member.sigma_ult | output | Pa | [4.5e+08 4.5e+08 4.5e+08 4.5e+08 4.5e+08 4.5e+08]
fixedse.member.wohler_exp | output |  | [3. 3. 3. 3. 3. 3.]
fixedse.member.wohler_A | output |  | [3.55346484e+10 3.55346484e+10 3.55346484e+10 3.55346484e+10 3.55346484e+10 3.55346484e+10]
fixedse.member.ballast_density | output | kg/m**3 | []
fixedse.member.ballast_unit_cost | output | USD/kg | []
fixedse.z_param | output | m | [-70. -40. -25. -10. 0. 10. 15.]
fixedse.member.sec_loc | output |  | [0. 0.33333333 0.55555556 0.74074074 0.88888889 1. ] | normalized sectional location
fixedse.member.str_tw | output | deg | [0. 0. 0. 0. 0. 0.] | structural twist of section
fixedse.member.tw_iner | output | deg | [0. 0. 0. 0. 0. 0.] | inertial twist of section
fixedse.member.mass_den | output | kg/m | [15674.96784393 32242.80112529 29178.55778009 26571.50151769 24579.40779207 22852.58091579] | sectional mass per unit length
fixedse.member.foreaft_iner | output | kg*m | [234741.14335298 477760.00204019 433207.86675271 395161.9629161 366003.1170734 340665.82614179] | sectional fore-aft intertia per unit length about the Y_G inertia axis
fixedse.member.sideside_iner | output | kg*m | [234741.14335298 477760.00204019 433207.86675271 395161.9629161 366003.1170734 340665.82614179] | sectional side-side intertia per unit length about the Y_G inertia axis
fixedse.member.foreaft_stff | output | N*m**2 | [5.62523708e+12 1.14488378e+13 1.03812094e+13 9.46949348e+12 8.77074328e+12 8.16357120e+12] | sectional fore-aft bending stiffness per unit length about the Y_E elastic axis
fixedse.member.sideside_stff | output | N*m**2 | [5.62523708e+12 1.14488378e+13 1.03812094e+13 9.46949348e+12 8.77074328e+12 8.16357120e+12] | sectional side-side bending stiffness per unit length about the Y_E elastic axis
fixedse.member.tor_stff | output | N*m**2 | [4.46081300e+12 9.07892839e+12 8.23229903e+12 7.50930833e+12 6.95519942e+12 6.47371196e+12] | sectional torsional stiffness
fixedse.member.axial_stff | output | N | [3.75628273e+11 7.72652795e+11 6.99222568e+11 6.36748179e+11 5.89010491e+11 5.47629545e+11] | sectional axial stiffness
fixedse.member.cg_offst | output | m | [0. 0. 0. 0. 0. 0.] | offset from the sectional center of mass
fixedse.member.sc_offst | output | m | [0. 0. 0. 0. 0. 0.] | offset from the sectional shear center
fixedse.member.tc_offst | output | m | [0. 0. 0. 0. 0. 0.] | offset from the sectional tension center
fixedse.member.axial_load2stress | output | m**2 | [[0. 0. 0.53244128 0.19554731 0.19554731 0. ] [0. 0. 0.25884848 0.09607962 0.09607962 0. ] [0. 0. 0.28603196 0.10596068 0.10596068 0. ] [0. 0. 0.31409591 0.1161625 0.1161625 0. ] [0. 0. 0.33955253 0.12541696 0.12541696 0. ] [0. 0. 0.36521039 0.13474495 0.13474495 0. ]]
fixedse.member.shear_load2stress | output | m**2 | [[0.87494597 0.87494597 0. 0. 0. 0.09777366] [0.42430592 0.42430592 0. 0. 0. 0.04803981] [0.46908502 0.46908502 0. 0. 0. 0.05298034] [0.51531268 0.51531268 0. 0. 0. 0.05808125] [0.55724424 0.55724424 0. 0. 0. 0.06270848] [0.59950637 0.59950637 0. 0. 0. 0.06737248]]
fixedse.member.labor_hours | output | h | [1206.63477401]
fixedse.member.shell_cost | output | USD | [4880582.2007483]
fixedse.member.shell_mass | output | kg | [2017341.41657514]
fixedse.member.shell_z_cg | output | m | [46.24955702]
fixedse.member.shell_I_base | output | kg*m**2 | [5.36228393e+09 5.36228393e+09 6.00434645e+07 0.00000000e+00 0.00000000e+00 0.00000000e+00]
fixedse.member.section_D | output | m | [11. 11. 11. 11. 11. 11. 11. 11. 11. 11. 11. 11. 11. 11. 11. 11. 11. 11.]
fixedse.member.section_t | output | m | [0.05844284 0.05844284 0.05844284 0.12085877 0.12085877 0.12085877 0.10926402 0.10926402 0.10926402 0.09941751 0.09941751 0.09941751 0.09190491 0.09190491 0.09190491 0.08540056 0.08540056 0.08540056]
fixedse.member.section_sigma_y | output | Pa | [3.45e+08 3.45e+08 3.45e+08 3.45e+08 3.45e+08 3.45e+08 3.45e+08 3.45e+08 3.45e+08 3.45e+08 3.45e+08 3.45e+08 3.45e+08 3.45e+08 3.45e+08 3.45e+08 3.45e+08 3.45e+08]
fixedse.monopile_mass | output | kg | [2117341.41657514]
fixedse.monopile_cost | output | USD | [5380582.2007483]
fixedse.monopile_z_cg | output | m | [48.0797032]
fixedse.monopile_I_base | output | kg*m**2 | [6.08629643e+09 6.08629643e+09 6.30684645e+07 0.00000000e+00 0.00000000e+00 0.00000000e+00]
fixedse.structural_mass | output | kg | [3450275.92485366]
fixedse.structural_cost | output | USD | [8958472.17247383]
fixedse.monopile.section_L | output | m | [10. 10. 10. 5. 5. 5. 5. 5. 5. 3.33333333 3.33333333 3.33333333 3.33333333 3.33333333 3.33333333 1.66666667 1.66666667 1.66666667 11.45340326 11.45340326 11.45340326 16.36200466 16.36200466 16.36200466 9.8172028 9.8172028 9.8172028 9.16272261 9.16272261 9.16272261]
fixedse.f1 | output | Hz | [0.23039289]
fixedse.f2 | output | Hz | [0.2320318]
fixedse.structural_frequencies | output | Hz | [0.23039289 0.2320318 0.92915102 0.96762258 1.07312474 1.85595059]
fixedse.fore_aft_freqs | output | Hz | [0.2320318 1.07312474 2.03018668]
fixedse.side_side_freqs | output | Hz | [0.23039289 0.96762258 1.85595059]
fixedse.torsion_freqs | output | Hz | [4.31296619 0. 0. ]
fixedse.fore_aft_modes | output |  | [[ 1.05414562 -0.20561117 -0.27794248 1.09108324 -0.66167521] [-2.95676243 2.9448038 1.37679721 -0.68126674 0.31642817] [-4.78053789 8.30628513 7.52718013 -6.48783722 -3.56509015]]
fixedse.side_side_modes | output |  | [[ 1.04356971 -0.20039464 -0.27075074 1.07250404 -0.64492837] [-3.02667699 2.77104529 1.49288829 -1.4507431 1.21348652] [-4.21026591 6.76326258 4.83230742 -2.2520485 -4.13325559]]
fixedse.torsion_modes | output |  | [[ -4.27078983 19.13566454 -44.36503337 54.08216334 -23.58200469] [ 0. 0. 0. 0. 0. ] [ 0. 0. 0. 0. 0. ]]
fixedse.tower_fore_aft_modes | output |  | [[ 0.77908473 1.1745355 -2.67056854 2.95175894 -1.23481063] [ -0.10349045 2.27478137 -4.28555209 5.2013498 -2.08708862] [ 2.092807 -1.11030826 7.76458256 -10.32203682 2.57495552]]
fixedse.tower_side_side_modes | output |  | [[ 0.76542194 1.19501164 -2.71853428 3.00845429 -1.25035358] [-0.21359712 2.47769436 -4.95769749 5.95415175 -2.2605515 ] [ 1.39077355 -0.15657748 4.29580876 -5.48310783 0.953103 ]]
fixedse.tower_torsion_modes | output |  | [[ -3.81387494 29.83968056 -78.55193337 91.5105787 -37.98445095] [ 0. 0. 0. 0. 0. ] [ 0. 0. 0. 0. 0. ]]
fixedse.monopile.monopile_deflection | output | m | [[2.43461085e-04] [6.90275378e-04] [3.75412179e-04] [6.45047802e-03] [1.46574870e-02] [2.45733585e-02] [3.61511230e-02] [4.94389942e-02] [6.44558429e-02] [8.11496143e-02] [9.32281799e-02] [1.06081488e-01] [1.19692592e-01] [1.34081997e-01] [1.49252993e-01] [1.65187294e-01] [1.73445967e-01] [1.81902285e-01] [1.90553788e-01] [2.56180330e-01] [3.31985079e-01] [4.16987809e-01] [5.60073328e-01] [7.29394152e-01] [9.19553401e-01] [1.04589732e+00] [1.18256707e+00] [1.32697438e+00] [1.46695295e+00] [1.61049529e+00] [1.75234979e+00]]
fixedse.monopile.top_deflection | output | m | [1.75234979]
fixedse.monopile.monopile_Fz | output | N | [[-42208109.22694314] [-40670970.10668685] [-38980506.94663534] [-37244044.35929504] [-35498556.83948997] [-33734440.88485603] [-32091127.75770746] [-30405622.05034859] [-28662304.11572476] [-27544376.53610376] [-26384908.91802014] [-25174980.6912909 ] [-24185689.72549306] [-23379377.39109635] [-22572665.74522436] [-22197419.39716778] [-21822110.28626968] [-21446744.25560956]]
fixedse.monopile.monopile_Vx | output | N | [[ -5493650.98778303] [-16772637.9322523 ] [-20569449.52672764] [ 4526758.19459079] [ 4527062.60617737] [ 4527372.44746426] [ 4527511.10323342] [ 4527855.13036863] [ 4528229.54073051] [ 4527351.12408719] [ 4527558.95872923] [ 4527790.95730758] [ 4527602.19114727] [ 4527167.16079356] [ 4527260.49720514] [ 4526262.13353133] [ 4526284.54662002] [ 4526306.67445936]]
fixedse.monopile.monopile_Vy | output | N | [[ -32413.8210761 ] [ -99564.27783374] [-124947.19507764] [ 18889.90931327] [ 18891.72180385] [ 18893.58035303] [ 18894.44048971] [ 18896.53293137] [ 18898.82420958] [ 18893.63105334] [ 18894.91399396] [ 18896.35023657] [ 18895.25651167] [ 18892.66933011] [ 18893.2735436 ] [ 18887.22419697] [ 18887.37120164] [ 18887.51699033]]
fixedse.monopile.monopile_Mxx | output | N*m | [[ -324910.57737068] [-1852837.10908251] [-4205757.38950242] [-4986633.3350811 ] [-4890057.41945419] [-4793228.8125062 ] [-4696171.78846442] [-4598904.58943989] [-4501472.83399987] [-4436464.40613712] [-4371403.19514137] [-4306304.8513939 ] [-4241181.05966207] [-4176021.65061454] [-4110820.7312542 ] [-4078216.44129228] [-4045602.37239568] [-4012979.58340183]]
fixedse.monopile.monopile_Myy | output | N*m | [[5.56907152e+07] [3.15875702e+08] [7.10800051e+08] [8.37218657e+08] [8.14222691e+08] [7.91185040e+08] [7.68110127e+08] [7.45001565e+08] [7.21867327e+08] [7.06436610e+08] [6.90998139e+08] [6.75554577e+08] [6.60107886e+08] [6.44656522e+08] [6.29199552e+08] [6.21470893e+08] [6.13740967e+08] [6.06009956e+08]]
fixedse.monopile.monopile_Mzz | output | N*m | [[ 1800832.31562173] [ 4070449.00937544] [ 7399690.77653866] [12653624.37451659] [12653557.33693065] [12653489.95164552] [12653558.6141274 ] [12653488.51097234] [12653416.60870373] [12653462.20597706] [12653409.83717772] [12653355.5229125 ] [12653394.42397501] [12653344.325659 ] [12653303.49378924] [12653349.01747744] [12653328.57895075] [12653308.13707155]]
fixedse.monopile.mudline_F | output | N | [[ 4.52675819e+06] [ 1.88899093e+04] [-3.89805069e+07]]
fixedse.monopile.mudline_M | output | N*m | [[-5.08291358e+06] [ 8.60165227e+08] [ 1.26536244e+07]]
fixedse.monopile.monopile_tower_z_full | output | m | [-70. -60. -50. -40. -35. -30. -25. -20. -15. -10. -6.66666667 -3.33333333 0. 3.33333333 6.66666667 10. 11.66666667 13.33333333 15. 26.45340326 37.90680653 49.36020979 65.72221445 82.08421911 98.44622378 108.26342657 118.08062937 127.89783217 137.06055478 146.22327739 155.386 ]
fixedse.monopile.monopile_tower_outer_diameter_full | output | m | [11. 11. 11. 11. 11. 11. 11. 11. 11. 11. 11. 11. 11. 11. 11. 11. 11. 11. 11. 11. 11. 11. 11. 11. 11. 10.93132612 10.86265223 10.79397835 9.19598557 7.59799278 6. ]
fixedse.monopile.monopile_tower_t_full | output | m | [0.05461948 0.05461948 0.05461948 0.11295212 0.11295212 0.11295212 0.1021159 0.1021159 0.1021159 0.09291356 0.09291356 0.09291356 0.08589244 0.08589244 0.08589244 0.07981361 0.07981361 0.07981361 0.06484353 0.06484353 0.06484353 0.03410559 0.03410559 0.03410559 0.01472894 0.01472894 0.01472894 0.01473193 0.01473193 0.01473193]
fixedse.monopile.monopile_tower_rho_sec | output | kg/m**3 | [7800. 7800. 7800. 7800. 7800. 7800. 7800. 7800. 7800. 7800. 7800. 7800. 7800. 7800. 7800. 7800. 7800. 7800. 7800. 7800. 7800. 7800. 7800. 7800. 7800. 7800. 7800. 7800. 7800. 7800.]
fixedse.monopile.monopile_tower_E_sec | output | Pa | [2.e+11 2.e+11 2.e+11 2.e+11 2.e+11 2.e+11 2.e+11 2.e+11 2.e+11 2.e+11 2.e+11 2.e+11 2.e+11 2.e+11 2.e+11 2.e+11 2.e+11 2.e+11 2.e+11 2.e+11 2.e+11 2.e+11 2.e+11 2.e+11 2.e+11 2.e+11 2.e+11 2.e+11 2.e+11 2.e+11]
fixedse.monopile.monopile_tower_G_sec | output | Pa | [7.93e+10 7.93e+10 7.93e+10 7.93e+10 7.93e+10 7.93e+10 7.93e+10 7.93e+10 7.93e+10 7.93e+10 7.93e+10 7.93e+10 7.93e+10 7.93e+10 7.93e+10 7.93e+10 7.93e+10 7.93e+10 7.93e+10 7.93e+10 7.93e+10 7.93e+10 7.93e+10 7.93e+10 7.93e+10 7.93e+10 7.93e+10 7.93e+10 7.93e+10 7.93e+10]
fixedse.monopile.monopile_tower_A_sec | output | m**2 | [2.00961126 2.00961126 2.00961126 4.13369245 4.13369245 4.13369245 3.74084074 3.74084074 3.74084074 3.40660276 3.40660276 3.40660276 3.15120613 3.15120613 3.15120613 2.92981807 2.92981807 2.92981807 2.38355553 2.38355553 2.38355553 1.2571969 1.2571969 1.2571969 0.5421961 0.53879596 0.53539582 0.4942364 0.41510149 0.33596658]
fixedse.monopile.monopile_tower_Asx_sec | output | m**2 | [1.14292771 1.14292771 1.14292771 2.35679012 2.35679012 2.35679012 2.13180973 2.13180973 2.13180973 1.94056937 1.94056937 1.94056937 1.79454524 1.79454524 1.79454524 1.66803898 1.66803898 1.66803898 1.35617924 1.35617924 1.35617924 0.71440272 0.71440272 0.71440272 0.30786193 0.30593245 0.30400298 0.28064638 0.23573985 0.19083342]
fixedse.monopile.monopile_tower_Asy_sec | output | m**2 | [1.14292771 1.14292771 1.14292771 2.35679012 2.35679012 2.35679012 2.13180973 2.13180973 2.13180973 1.94056937 1.94056937 1.94056937 1.79454524 1.79454524 1.79454524 1.66803898 1.66803898 1.66803898 1.35617924 1.35617924 1.35617924 0.71440272 0.71440272 0.71440272 0.30786193 0.30593245 0.30400298 0.28064638 0.23573985 0.19083342]
fixedse.monopile.monopile_tower_J0_sec | output | kg*m**2 | [ 60.19003676 60.19003676 60.19003676 122.50256463 122.50256463 122.50256463 111.07894019 111.07894019 111.07894019 101.32358023 101.32358023 101.32358023 93.8469531 93.8469531 93.8469531 87.35021183 87.35021183 87.35021183 71.25749604 71.25749604 71.25749604 37.79511132 37.79511132 37.79511132 16.25546952 15.95156696 15.65147593 12.30717923 7.29151226 3.86583817]
fixedse.monopile.monopile_tower_Ixx_sec | output | kg*m**2 | [30.09501838 30.09501838 30.09501838 61.25128231 61.25128231 61.25128231 55.5394701 55.5394701 55.5394701 50.66179012 50.66179012 50.66179012 46.92347655 46.92347655 46.92347655 43.67510592 43.67510592 43.67510592 35.62874802 35.62874802 35.62874802 18.89755566 18.89755566 18.89755566 8.12773476 7.97578348 7.82573796 6.15358961 3.64575613 1.93291908]
fixedse.monopile.monopile_tower_Iyy_sec | output | kg*m**2 | [30.09501838 30.09501838 30.09501838 61.25128231 61.25128231 61.25128231 55.5394701 55.5394701 55.5394701 50.66179012 50.66179012 50.66179012 46.92347655 46.92347655 46.92347655 43.67510592 43.67510592 43.67510592 35.62874802 35.62874802 35.62874802 18.89755566 18.89755566 18.89755566 8.12773476 7.97578348 7.82573796 6.15358961 3.64575613 1.93291908]
fixedse.monopile.monopile_tower_sigma_y_full | output | Pa | [3.45e+08 3.45e+08 3.45e+08 3.45e+08 3.45e+08 3.45e+08 3.45e+08 3.45e+08 3.45e+08 3.45e+08 3.45e+08 3.45e+08 3.45e+08 3.45e+08 3.45e+08 3.45e+08 3.45e+08 3.45e+08 3.45e+08 3.45e+08 3.45e+08 3.45e+08 3.45e+08 3.45e+08 3.45e+08 3.45e+08 3.45e+08 3.45e+08 3.45e+08 3.45e+08]
fixedse.monopile.monopile_tower_bending_height | output | m | [195.386]
fixedse.monopile.monopile_tower_qdyn | output | Pa | [[0.00000000e+00] [0.00000000e+00] [0.00000000e+00] [4.08895047e+05] [3.58832007e+05] [3.09169725e+05] [2.59944974e+05] [2.11222195e+05] [1.63098616e+05] [1.15712266e+05] [8.46225037e+04] [5.40167151e+04] [2.39846967e+04] [1.03413688e+02] [1.22130807e+02] [1.34613039e+02] [1.39686475e+02] [1.44235586e+02] [1.48371002e+02] [1.70013223e+02] [1.85344309e+02] [1.97468400e+02] [2.11513481e+02] [2.23105075e+02] [2.33053110e+02] [2.38431017e+02] [2.43450127e+02] [2.48161435e+02] [2.52316774e+02] [2.56266059e+02] [2.60031512e+02]]
fixedse.monopile.monopile_tower_Fz | output | N | [[-4.22081092e+07] [-4.06709701e+07] [-3.89805069e+07] [-3.72440444e+07] [-3.54985568e+07] [-3.37344409e+07] [-3.20911278e+07] [-3.04056221e+07] [-2.86623041e+07] [-2.75443765e+07] [-2.63849089e+07] [-2.51749807e+07] [-2.41856897e+07] [-2.33793774e+07] [-2.25726657e+07] [-2.21974194e+07] [-2.18221103e+07] [-2.14467443e+07] [-1.83649544e+07] [-1.62628061e+07] [-1.41589490e+07] [-1.25612490e+07] [-1.09617546e+07] [-9.36047653e+06] [-8.93569960e+06] [-8.51289039e+06] [-8.09233035e+06] [-7.72840190e+06] [-7.42119112e+06] [ 2.88127922e-09]]
fixedse.monopile.monopile_tower_Vx | output | N | [[-5.49365099e+06] [-1.67726379e+07] [-2.05694495e+07] [ 4.52675819e+06] [ 4.52706261e+06] [ 4.52737245e+06] [ 4.52751110e+06] [ 4.52785513e+06] [ 4.52822954e+06] [ 4.52735112e+06] [ 4.52755896e+06] [ 4.52779096e+06] [ 4.52760219e+06] [ 4.52716716e+06] [ 4.52726050e+06] [ 4.52626213e+06] [ 4.52628455e+06] [ 4.52630667e+06] [ 4.53135257e+06] [ 4.53228845e+06] [ 4.53313919e+06] [ 4.53231918e+06] [ 4.53360915e+06] [ 4.53463839e+06] [ 4.52806605e+06] [ 4.52827640e+06] [ 4.52842659e+06] [ 4.52811333e+06] [ 4.52774373e+06] [ 1.93248021e+03]]
fixedse.monopile.monopile_tower_Vy | output | N | [[-3.24138211e+04] [-9.95642778e+04] [-1.24947195e+05] [ 1.88899093e+04] [ 1.88917218e+04] [ 1.88935804e+04] [ 1.88944405e+04] [ 1.88965329e+04] [ 1.88988242e+04] [ 1.88936311e+04] [ 1.88949140e+04] [ 1.88963502e+04] [ 1.88952565e+04] [ 1.88926693e+04] [ 1.88932735e+04] [ 1.88872242e+04] [ 1.88873712e+04] [ 1.88875170e+04] [ 1.89186520e+04] [ 1.89250641e+04] [ 1.89311267e+04] [ 1.89271180e+04] [ 1.89376122e+04] [ 1.89470119e+04] [ 1.89016415e+04] [ 1.89043585e+04] [ 1.89068270e+04] [ 1.89056638e+04] [ 1.89044120e+04] [ 1.95573062e+01]]
fixedse.monopile.monopile_tower_Mxx | output | N*m | [[-3.24910577e+05] [-1.85283711e+06] [-4.20575739e+06] [-4.98663334e+06] [-4.89005742e+06] [-4.79322881e+06] [-4.69617179e+06] [-4.59890459e+06] [-4.50147283e+06] [-4.43646441e+06] [-4.37140320e+06] [-4.30630485e+06] [-4.24118106e+06] [-4.17602165e+06] [-4.11082073e+06] [-4.07821644e+06] [-4.04560237e+06] [-4.01297958e+06] [-3.78845331e+06] [-3.56348900e+06] [-3.33845430e+06] [-3.01631383e+06] [-2.69296899e+06] [-2.36936704e+06] [-2.17530751e+06] [-1.98048770e+06] [-1.78508656e+06] [-1.60226340e+06] [-1.41874590e+06] [-3.86570043e-04]]
fixedse.monopile.monopile_tower_Myy | output | N*m | [[ 5.56907152e+07] [ 3.15875702e+08] [ 7.10800051e+08] [ 8.37218657e+08] [ 8.14222691e+08] [ 7.91185040e+08] [ 7.68110127e+08] [ 7.45001565e+08] [ 7.21867327e+08] [ 7.06436610e+08] [ 6.90998139e+08] [ 6.75554577e+08] [ 6.60107886e+08] [ 6.44656522e+08] [ 6.29199552e+08] [ 6.21470893e+08] [ 6.13740967e+08] [ 6.06009956e+08] [ 5.52837334e+08] [ 4.99614667e+08] [ 4.46401770e+08] [ 3.70333517e+08] [ 2.94162817e+08] [ 2.18034521e+08] [ 1.72424810e+08] [ 1.26777454e+08] [ 8.11220172e+07] [ 3.85248893e+07] [-4.04881936e+06] [ 3.81975090e-02]]
fixedse.monopile.monopile_tower_Mzz | output | N*m | [[ 1800832.31562173] [ 4070449.00937544] [ 7399690.77653866] [12653624.37451659] [12653557.33693065] [12653489.95164552] [12653558.6141274 ] [12653488.51097234] [12653416.60870373] [12653462.20597706] [12653409.83717772] [12653355.5229125 ] [12653394.42397501] [12653344.325659 ] [12653303.49378924] [12653349.01747744] [12653328.57895075] [12653308.13707155] [12653489.75451183] [12653349.08093231] [12653208.34411108] [12653916.80058227] [12653713.98634627] [12653510.95083383] [12654874.69994187] [12654766.25148776] [12654657.01403495] [12654732.5455546 ] [12655090.84013258] [ 0. ]]
fixedse.post.axial_stress | output | Pa | [[-1.08252194e+07] [ 3.74904710e+07] [ 1.10507143e+08] [ 6.61687047e+07] [ 6.45260478e+07] [ 6.28841544e+07] [ 6.74877609e+07] [ 6.56499034e+07] [ 6.38249578e+07] [ 6.86088618e+07] [ 6.72731615e+07] [ 6.59517213e+07] [ 6.96991814e+07] [ 6.81439569e+07] [ 6.65882024e+07] [ 7.06870464e+07] [ 6.98417118e+07] [ 6.89962600e+07]]
fixedse.post.shear_stress | output | Pa | [[ 4971286.57313208] [15047356.98982901] [18673652.43160649] [ 2488857.04125274] [ 2488983.19718791] [ 2489111.64142794] [ 2750338.67060352] [ 2750496.5801576 ] [ 2750668.65321134] [ 3019871.17100027] [ 3019975.42999377] [ 3020092.03558841] [ 3264567.78091512] [ 3264322.4227862 ] [ 3264372.04192112] [ 3510263.85834876] [ 3510276.00847863] [ 3510287.98738705]]
fixedse.post.hoop_stress | output | Pa | [[-0.00000000e+00] [-0.00000000e+00] [-2.04849629e+07] [-1.84996115e+07] [-1.60965703e+07] [-1.37137291e+07] [-1.25708264e+07] [-9.98694784e+06] [-7.43872544e+06] [-5.87930523e+06] [-4.06870102e+06] [-2.28913886e+06] [-7.65201897e+05] [-7.16482417e+03] [-8.15592732e+03] [-9.38249077e+03] [-9.71163268e+03] [-1.00086893e+04]]
fixedse.post.hoop_stress_euro | output | Pa | [[0.] [0.] [0.] [0.] [0.] [0.] [0.] [0.] [0.] [0.] [0.] [0.] [0.] [0.] [0.] [0.] [0.] [0.]]
fixedse.post.constr_stress | output |  | [[0.07036319] [0.23226869] [0.6422736 ] [0.39282411] [0.37657031] [0.36054454] [0.38011833] [0.36285325] [0.3460041 ] [0.36585345] [0.35402103] [0.34250011] [0.35767735] [0.34785465] [0.33997087] [0.36093337] [0.35665004] [0.35236643]]
fixedse.post.constr_shell_buckling | output |  | [[0.1457501 ] [0.22413005] [0.68973451] [0.0991373 ] [0.08797284] [0.07713062] [0.08080491] [0.06885909] [0.05787253] [0.04777602] [0.04297843] [0.03908127] [0.0411966 ] [0.03962506] [0.03869333] [0.03830987] [0.03785656] [0.03740512]]
fixedse.post.constr_global_buckling | output |  | [[0.16189306] [0.38655005] [0.72876876] [0.40569964] [0.39346628] [0.38119831] [0.4074852 ] [0.39402894] [0.38048282] [0.40767019] [0.39775642] [0.38776103] [0.40856183] [0.39849339] [0.38842578] [0.41223433] [0.40687592] [0.401518 ]]
fixedse.post_monopile_tower.axial_stress | output | Pa | [[-1.08252194e+07] [ 3.74904710e+07] [ 1.10507143e+08] [ 6.61687047e+07] [ 6.45260478e+07] [ 6.28841544e+07] [ 6.74877609e+07] [ 6.56499034e+07] [ 6.38249578e+07] [ 6.86088618e+07] [ 6.72731615e+07] [ 6.59517213e+07] [ 6.96991814e+07] [ 6.81439569e+07] [ 6.65882024e+07] [ 7.06870464e+07] [ 6.98417118e+07] [ 6.89962600e+07] [ 7.76384935e+07] [ 7.03044212e+07] [ 6.29725812e+07] [ 9.77950543e+07] [ 7.68983934e+07] [ 5.60156393e+07] [ 9.98435303e+07] [ 7.08161706e+07] [ 4.10223649e+07] [ 1.56770622e+07] [-1.29373777e+07] [ 6.71828584e-02]]
fixedse.post_monopile_tower.shear_stress | output | Pa | [[4.97128657e+06] [1.50473570e+07] [1.86736524e+07] [2.48885704e+06] [2.48898320e+06] [2.48911164e+06] [2.75033867e+06] [2.75049658e+06] [2.75066865e+06] [3.01987117e+06] [3.01997543e+06] [3.02009204e+06] [3.26456778e+06] [3.26432242e+06] [3.26437204e+06] [3.51026386e+06] [3.51027601e+06] [3.51028799e+06] [4.31795075e+06] [4.31862999e+06] [4.31924645e+06] [8.18567945e+06] [8.18745564e+06] [8.18886684e+06] [1.89766164e+07] [1.91241086e+07] [1.92736222e+07] [2.12733469e+07] [2.64935676e+07] [1.01270477e+04]]
fixedse.post_monopile_tower.hoop_stress | output | Pa | [[-0.00000000e+00] [-0.00000000e+00] [-2.04849629e+07] [-1.84996115e+07] [-1.60965703e+07] [-1.37137291e+07] [-1.25708264e+07] [-9.98694784e+06] [-7.43872544e+06] [-5.87930523e+06] [-4.06870102e+06] [-2.28913886e+06] [-7.65201897e+05] [-7.16482417e+03] [-8.15592732e+03] [-9.38249077e+03] [-9.71163268e+03] [-1.00086893e+04] [-1.34230105e+04] [-1.49817972e+04] [-1.61393015e+04] [-3.28747566e+04] [-3.49354823e+04] [-3.66668794e+04] [-8.76368333e+04] [-8.90076785e+04] [-9.02319358e+04] [-8.47631227e+04] [-7.23440863e+04] [-5.94406027e+04]]
fixedse.post_monopile_tower.hoop_stress_euro | output | Pa | [[0.] [0.] [0.] [0.] [0.] [0.] [0.] [0.] [0.] [0.] [0.] [0.] [0.] [0.] [0.] [0.] [0.] [0.] [0.] [0.] [0.] [0.] [0.] [0.] [0.] [0.] [0.] [0.] [0.] [0.]]
fixedse.post_monopile_tower.constr_stress | output |  | [[7.03631912e-02] [2.32268690e-01] [6.42273596e-01] [3.92824113e-01] [3.76570305e-01] [3.60544536e-01] [3.80118331e-01] [3.62853247e-01] [3.46004101e-01] [3.65853455e-01] [3.54021027e-01] [3.42500110e-01] [3.57677351e-01] [3.47854648e-01] [3.39970869e-01] [3.60933374e-01] [3.56650044e-01] [3.52366429e-01] [3.96805828e-01] [3.59691960e-01] [3.22632182e-01] [5.02762851e-01] [3.97862245e-01] [2.94032236e-01] [5.34924962e-01] [3.97903928e-01] [2.69222656e-01] [2.03781482e-01] [2.42481532e-01] [3.15262485e-04]]
fixedse.post_monopile_tower.constr_shell_buckling | output |  | [[0.1457501 ] [0.22413005] [0.68973451] [0.0991373 ] [0.08797284] [0.07713062] [0.08080491] [0.06885909] [0.05787253] [0.04777602] [0.04297843] [0.03908127] [0.0411966 ] [0.03962506] [0.03869333] [0.03830987] [0.03785656] [0.03740512] [0.0665435 ] [0.06286618] [0.05930984] [0.20946879] [0.20134524] [0.19329575] [1.00457574] [0.99225577] [0.98007414] [0.96369023] [1.00834362] [0.00768047]]
fixedse.post_monopile_tower.constr_global_buckling | output |  | [[3.04445219e-01] [5.58669265e-01] [9.43716265e-01] [4.87051537e-01] [4.70375676e-01] [4.53692149e-01] [4.85002497e-01] [4.66822255e-01] [4.48493377e-01] [4.80741753e-01] [4.67301119e-01] [4.53690099e-01] [4.77984367e-01] [4.65143826e-01] [4.52337060e-01] [4.80905579e-01] [4.74139738e-01] [4.67383359e-01] [5.18096930e-01] [4.63939974e-01] [4.10371160e-01] [6.66719419e-01] [5.34474550e-01] [4.04577091e-01] [8.19782702e-01] [6.52632558e-01] [4.82400338e-01] [3.94133868e-01] [3.90654318e-01] [3.17288306e-10]]
fixedse.z_start | output | m | [-70.]
fixedse.constr_diam_consistency | output |  | [1.]
fixedse.soil.z_k | output | N/m | [-30. -26.66666667 -23.33333333 -20. -16.66666667 -13.33333333 -10. -6.66666667 -3.33333333 -0. ]
fixedse.soil.k | output | N/m | [[2.25650526e+10 5.88608222e+12 2.25650526e+10 5.88608222e+12 1.52133333e+10 1.24226667e+11] [2.04901053e+10 4.24064551e+12 2.04901053e+10 4.24064551e+12 1.40933333e+10 1.24226667e+11] [1.84151579e+10 2.94918412e+12 1.84151579e+10 2.94918412e+12 1.29733333e+10 1.24226667e+11] [1.63402105e+10 1.96745111e+12 1.63402105e+10 1.96745111e+12 1.18533333e+10 1.24226667e+11] [1.42652632e+10 1.25119959e+12 1.42652632e+10 1.25119959e+12 1.07333333e+10 1.24226667e+11] [1.21903158e+10 7.56182634e+11 1.21903158e+10 7.56182634e+11 9.61333333e+09 1.24226667e+11] [1.01153684e+10 4.38153333e+11 1.01153684e+10 4.38153333e+11 8.49333333e+09 1.24226667e+11] [8.04042105e+09 2.52864774e+11 8.04042105e+09 2.52864774e+11 7.37333333e+09 1.24226667e+11] [5.96547368e+09 1.56070041e+11 5.96547368e+09 1.56070041e+11 6.25333333e+09 1.24226667e+11] [3.89052632e+09 1.03522222e+11 3.89052632e+09 1.03522222e+11 5.13333333e+09 1.24226667e+11]]
rotorse.ccblade.CP | output |  | [0.43285827] | Rotor power coefficient
rotorse.ccblade.CM | output |  | [0.19396833] | Blade flapwise moment coefficient
rotorse.ccblade.local_airfoil_velocities | output | m/s | [ 8.57509945 9.70767978 11.29795239 13.46988385 15.57473682 17.82130506 20.16713931 22.58400528 25.06719328 27.59081786 30.13741712 32.70119979 35.27071189 37.85899298 40.4670515 43.08818716 45.71833988 48.35461765 50.9687877 53.60277341 56.2486607 58.90499659 61.56283522 64.2234306 66.89989918 69.56536392 72.23445539 74.89408803 77.55131258 79.46569135] | Local relative velocities for the airfoils
rotorse.ccblade.P | output | W | [0.] | Rotor aerodynamic power
rotorse.ccblade.T | output | N*m | [0.] | Rotor aerodynamic thrust
rotorse.ccblade.Q | output | N*m | [0.] | Rotor aerodynamic torque
rotorse.ccblade.M | output | N*m | [0.] | Blade root flapwise moment
rotorse.ccblade.a | output |  | [0.08621557 0.04108013 0.02947153 0.03472389 0.05955252 0.10147638 0.14353422 0.188029 0.20484809 0.21508384 0.23078556 0.25338574 0.29176617 0.31840655 0.33301502 0.34061909 0.34504464 0.34855711 0.39084779 0.41769652 0.42595887 0.41745594 0.40978851 0.40230296 0.38448401 0.36698103 0.36508069 0.38893037 0.45099977 0.39097893] | Axial induction along blade span
rotorse.ccblade.ap | output |  | [-0.08621557 -0.04108013 -0.02660262 0.02128366 0.02333617 0.02667412 0.02663043 0.02567347 0.02179646 0.01838438 0.01602799 0.01442653 0.0135476 0.01229781 0.01098814 0.00978792 0.00874083 0.00784595 0.00749762 0.00692117 0.00628357 0.00565112 0.00509746 0.00462122 0.00427386 0.00382447 0.00355174 0.00338633 0.00339751 0.00305793] | Tangential induction along blade span
rotorse.ccblade.alpha | output | deg | [67.30640906 17.14710376 6.58684718 2.34812565 3.87653935 5.70651945 6.50791109 6.37812871 5.98828017 5.65629413 5.44096329 5.45784473 5.54942693 5.73074811 5.93756814 6.06960656 6.11524527 6.13899824 6.00070035 6.20140547 6.54768728 6.87432094 7.19561267 7.4307969 7.50763794 7.4926381 7.40329471 7.26177599 6.89021426 7.82867644] | Angles of attack along blade span
rotorse.ccblade.cl | output |  | [-8.85865588e-17 -5.95013711e-17 2.55294644e-02 4.97271901e-01 6.74817635e-01 8.84050660e-01 9.88011132e-01 1.06630454e+00 1.03856907e+00 9.89784610e-01 9.65397048e-01 9.71762063e-01 1.02049455e+00 1.05126374e+00 1.07420918e+00 1.09064889e+00 1.09661006e+00 1.09970517e+00 1.15717127e+00 1.19372611e+00 1.22113853e+00 1.24483787e+00 1.26599942e+00 1.28007826e+00 1.28389275e+00 1.28428444e+00 1.28013654e+00 1.27324187e+00 1.20019973e+00 1.25679346e+00] | Lift coefficients along blade span
rotorse.ccblade.cd | output |  | [0.5 0.5 0.48859064 0.01140552 0.01132707 0.01286179 0.01368876 0.01185391 0.01180211 0.01174891 0.01171099 0.01124996 0.01019597 0.01028311 0.01042366 0.01051735 0.01055045 0.01056783 0.00873644 0.00890295 0.00984876 0.0108893 0.01206243 0.01302027 0.01148261 0.01323229 0.01284437 0.01225546 0.00951024 0.010804 ] | Drag coefficients along blade span
rotorse.ccblade.cl_n_opt | output |  | [-8.85865588e-17 -5.95013732e-17 2.55294993e-02 4.97271902e-01 6.74817616e-01 8.84050645e-01 9.88011138e-01 1.06630454e+00 1.03856907e+00 9.89784610e-01 9.65397049e-01 9.71762063e-01 1.02049455e+00 1.05126374e+00 1.07420917e+00 1.09064889e+00 1.09661006e+00 1.09970517e+00 1.15717127e+00 1.19372611e+00 1.22113853e+00 1.24483787e+00 1.26599942e+00 1.28007826e+00 1.28389275e+00 1.28428444e+00 1.28013654e+00 1.27324187e+00 1.20019973e+00 1.25679346e+00] | Lift coefficients along blade span
rotorse.ccblade.cd_n_opt | output |  | [0.5 0.5 0.48859061 0.01140552 0.01132707 0.01286179 0.01368876 0.01185391 0.01180211 0.01174891 0.01171099 0.01124996 0.01019597 0.01028311 0.01042366 0.01051735 0.01055045 0.01056783 0.00873644 0.00890295 0.00984876 0.0108893 0.01206243 0.01302027 0.01148261 0.01323229 0.01284437 0.01225546 0.00951024 0.010804 ] | Drag coefficients along blade span
rotorse.ccblade.Px_b | output | N/m | [ 113.15686962 136.34098239 166.0716729 262.67999635 549.20983007 1075.00998587 1695.7858292 2415.16096705 2909.67382303 3364.09542955 3907.11516956 4561.07233756 5419.72246594 6155.65388022 6778.27313727 7341.19366878 7880.34993556 8417.09697446 9353.28914018 10115.18331161 10737.46911784 11196.31259863 11645.92915353 12061.76313029 12268.60522921 12266.501221 12182.2237319 11925.75295058 10887.49270393 5921.83389726] | Distributed loads in blade-aligned x-direction
rotorse.ccblade.Py_b | output | N/m | [ 47.31967212 85.56267301 138.05334123 -195.23385688 -323.37059861 -506.08331008 -653.73261973 -779.30245959 -819.55734854 -842.44546314 -871.30864417 -906.57006479 -948.68764383 -962.26290998 -967.04079389 -970.19800291 -972.85103347 -975.08509077 -972.22578396 -951.93814149 -940.41713264 -942.47763239 -940.74555482 -937.26334452 -958.91931035 -932.83152706 -896.22942949 -812.62748484 -649.7716975 -383.30761271] | Distributed loads in blade-aligned y-direction
rotorse.ccblade.Pz_b | output | N/m | [0. 0. 0. 0. 0. 0. 0. 0. 0. 0. 0. 0. 0. 0. 0. 0. 0. 0. 0. 0. 0. 0. 0. 0. 0. 0. 0. 0. 0. 0.] | Distributed loads in blade-aligned z-direction
rotorse.ccblade.Px_af | output | N/m | [ 113.15686962 47.45676139 35.93317593 327.23407948 636.51359185 1183.88318491 1808.40037781 2525.047739 3009.78624648 3454.90374341 3989.3645494 4634.02333034 5481.38171955 6205.06108311 6816.72801853 7370.72237276 7902.76315938 8433.11533225 9359.31116755 10108.32974207 10717.83137486 11166.47320912 11605.26226399 12011.81419274 12214.4207377 12212.76100992 12128.49988758 11871.52246657 10838.12166944 5885.64918718] | Distributed loads in airfoil x-direction
rotorse.ccblade.Py_af | output | N/m | [ 47.31967212 153.81056625 212.94913109 -5.9073331 -32.41032073 -100.93260601 -180.95300539 -253.86755611 -281.18099949 -300.81978202 -331.20717626 -388.68743823 -477.34086139 -561.46376184 -642.16332961 -711.94125542 -769.8627715 -825.15344312 -912.43365987 -1022.14944029 -1142.68020899 -1247.21929258 -1352.98035167 -1442.53671954 -1498.70829598 -1478.40974612 -1452.34042889 -1396.74664601 -1222.62803637 -757.74341183] | Distributed loads in airfoil y-direction
rotorse.ccblade.Pz_af | output | N/m | [0. 0. 0. 0. 0. 0. 0. 0. 0. 0. 0. 0. 0. 0. 0. 0. 0. 0. 0. 0. 0. 0. 0. 0. 0. 0. 0. 0. 0. 0.] | Distributed loads in airfoil z-direction
rotorse.ccblade.LiftF | output | N/m | [-1.42108547e-14 -2.84217094e-14 1.12687805e+01 3.27201342e+02 6.37248434e+02 1.18805220e+03 1.81725672e+03 2.53762074e+03 3.02269683e+03 3.46773097e+03 4.00279526e+03 4.64998411e+03 5.50185225e+03 6.23011323e+03 6.84658607e+03 7.40468163e+03 7.93980598e+03 8.47299727e+03 9.40341430e+03 1.01595954e+04 1.07782221e+04 1.12354804e+04 1.16833333e+04 1.20974977e+04 1.23055308e+04 1.23012667e+04 1.22145316e+04 1.19528536e+04 1.09065224e+04 5.93400701e+03] | Distributed lift force
rotorse.ccblade.DragF | output | N/m | [122.65247047 160.96532078 215.66534295 7.50475177 10.69645911 17.28461343 25.17783836 28.21026867 34.34937957 41.1625632 48.55688962 53.83225249 54.97013911 60.94090464 66.43632892 71.4048453 76.3886505 81.42293493 70.99410243 75.77146328 86.92880417 98.28312797 111.31871775 123.04921933 110.05560701 126.74286301 122.55563622 115.05098093 86.42195586 51.01156611] | Distributed drag force
rotorse.ccblade.L_n_opt | output | N/m | [-1.42108547e-14 -2.84217084e-14 1.12688038e+01 3.27201344e+02 6.37248401e+02 1.18805216e+03 1.81725677e+03 2.53762079e+03 3.02269680e+03 3.46773097e+03 4.00279529e+03 4.64998409e+03 5.50185233e+03 6.23011325e+03 6.84658603e+03 7.40468158e+03 7.93980601e+03 8.47299724e+03 9.40341435e+03 1.01595954e+04 1.07782221e+04 1.12354805e+04 1.16833333e+04 1.20974977e+04 1.23055308e+04 1.23012667e+04 1.22145316e+04 1.19528536e+04 1.09065221e+04 5.93400701e+03] | Distributed lift force
rotorse.ccblade.D_n_opt | output | N/m | [122.65247047 160.96531802 215.66532756 7.50475179 10.69645877 17.28461296 25.17783857 28.21026939 34.34937913 41.16256322 48.55688983 53.83225231 54.97013983 60.94090489 66.43632851 71.40484491 76.38865078 81.42293462 70.9941027 75.77146398 86.92880406 98.28312879 111.31871942 123.04921928 110.05560795 126.74286254 122.55563679 115.050981 86.4219531 51.01156611] | Distributed drag force
rotorse.rc.sect_perimeter | output | m | [15.70576663 15.70576663 15.62029251 12.06478727 12.86663714 14.12147634 15.18934019 15.42464102 15.42464102 15.42464102 15.38461814 15.12953683 14.40158571 13.78707744 13.02020563 12.26820705 11.65098361 11.10881403 10.43353401 9.85313543 9.29614512 8.68123427 8.13790956 7.66753288 7.1415838 6.54417051 6.05326357 5.54660578 4.96154773 2.45114348] | Perimeter of the section along the blade span
rotorse.rc.layer_volume | output | m**3 | [ 0.7420676 12.0740062 6.75260749 6.75260749 0.1865958 1.81746499 1.81746499 10.47053069 4.95527375 3.14572853 11.74385653 12.0740062 0.26236819 5.27150226 0.26236819 0.26921068 5.39231048 0.26921068] | Volumes of each layer used in the blade, ignoring the scrap factor
rotorse.rc.mat_volume | output | m**3 | [ 0.7420676 0. 0. 0. 3.82152578 13.50521498 1.06315774 24.14801241 40.97920223 0. 0. ] | Volumes of each material used in the blade, ignoring the scrap factor. For laminates, this is the wet volume
rotorse.rc.mat_mass | output | kg | [ 916.45348462 0. 0. 0. 7413.7600204 16476.36227383 2062.52601358 46847.14406937 5327.29629036 0. 363.50068966] | Masses of each material used in the blade, ignoring the scrap factor. For laminates, this is the wet mass.
rotorse.rc.mat_cost | output | USD | [ 6625.95869384 0. 0. 0. 10329.42624429 78538.01941373 4610.16806404 99826.35682763 69254.85177474 102427.91977671 3271.5062069 ] | Costs of each material used in the blade, ignoring the scrap factor. For laminates, this is the cost of the dry fabric.
rotorse.rc.mat_cost_scrap | output | USD | [ 8282.4483673 0. 0. 0. 10845.8975565 82464.92038441 5301.69327365 114800.31035177 83105.82212969 102427.91977671 3271.5062069 ] | Same as mat_cost, now including the scrap factor.
rotorse.rc.total_labor_hours | output | h | [3911.34307609] | Total amount of labor hours per blade.
rotorse.rc.total_skin_mold_gating_ct | output | h | [28.34851711] | Total amount of gating cycle time per blade. This is the cycle time required in the main mold that cannot be parallelized unless the number of molds is increased.
rotorse.rc.total_non_gating_ct | output | h | [333.81956437] | Total amount of non-gating cycle time per blade. This cycle time can happen in parallel.
rotorse.rc.total_metallic_parts_cost | output | USD | [9302.25352246] | Cost of the metallic parts (bolts, nuts, lightining protection system), excluding the blade joint.
rotorse.rc.total_consumable_cost_w_waste | output | USD | [18504.13256043] | Cost of the consumables including the waste.
rotorse.rc.total_blade_mat_cost_w_waste | output | USD | [438306.90412981] | Total blade material costs including the waste per blade.
rotorse.rc.total_cost_labor | output | USD | [231310.07186375] | Total labor costs per blade.
rotorse.rc.total_cost_utility | output | USD | [6463.6533831] | Total utility costs per blade.
rotorse.rc.blade_variable_cost | output | USD | [676080.62937666] | Total blade variable costs per blade (material, labor, utility).
rotorse.rc.total_cost_equipment | output | USD | [39747.15534088] | Total equipment cost per blade.
rotorse.rc.total_cost_tooling | output | USD | [77890.84289296] | Total tooling cost per blade.
rotorse.rc.total_cost_building | output | USD | [4951.20633988] | Total builting cost per blade.
rotorse.rc.total_maintenance_cost | output | USD | [34302.84460707] | Total maintenance cost per blade.
rotorse.rc.total_labor_overhead | output | USD | [69393.02155913] | Total labor overhead cost per blade.
rotorse.rc.cost_capital | output | USD | [63941.17211856] | Cost of capital per blade.
rotorse.rc.blade_fixed_cost | output | USD | [290226.24285847] | Total blade fixed cost per blade (equipment, tooling, building, maintenance, labor, capital).
rotorse.rc.total_blade_cost | output | USD | [966306.87223512] | Total blade cost (variable and fixed)
rotorse.re.precomp.z | output | m | [ 5. 9.47044367 13.94088637 18.41133002 22.88177388 27.35221707 31.82265979 36.29310292 40.76354712 45.23399014 49.70443332 54.174877 58.64531966 63.11576334 67.58620723 72.05665059 76.52709335 80.99753722 85.46798004 89.93842337 94.40886704 98.87931006 103.34975306 107.82019703 112.29064072 116.76108387 121.23152771 125.70197049 130.17241344 134.64285714] | locations of properties along beam
rotorse.re.Tw_iner | output | deg | [ 2.92958383e+00 3.74910226e-02 7.81299729e+01 3.86042181e+01 3.08141931e+01 2.39347679e+01 1.90373925e+01 1.56859161e+01 1.38485979e+01 1.24112647e+01 1.10218848e+01 9.51610062e+00 7.43443341e+00 6.17725028e+00 5.23270274e+00 4.56063078e+00 4.09296984e+00 3.75592259e+00 2.32754884e+00 1.31025750e+00 6.84264360e-01 1.80783064e-01 -3.24358318e-01 -7.15724188e-01 -1.12464080e+00 -1.83068727e+00 -1.87164981e+00 -2.03046637e+00 -2.41774257e+00 -2.98981000e+00] | Orientation of the section principal inertia axes with respect the blade reference plane
rotorse.re.x_tc | output | m | [ 1.35447417e-05 7.30098243e-06 4.21113420e-03 1.63500124e-03 -1.94857633e-02 -3.56775725e-02 -5.33513469e-02 -1.01304295e-01 -1.03647433e-01 -1.03910466e-01 -1.03534603e-01 -1.02836042e-01 -7.64643574e-02 -7.50220477e-02 -7.36811707e-02 -7.19674859e-02 -7.06284369e-02 -6.98127681e-02 -1.18197857e-02 1.16789481e-02 1.03602191e-02 9.44236292e-03 8.90838366e-03 8.80398804e-03 2.48704497e-02 5.20134805e-02 4.80470226e-02 4.42011374e-02 3.68400243e-02 1.69175212e-02] | X-coordinate of the tension-center offset with respect to the XR-YR axes
rotorse.re.y_tc | output | m | [-1.96472755e-04 -1.95845562e-04 5.38317399e-03 7.50586477e-01 7.68174496e-01 7.33171720e-01 7.20873689e-01 7.45088540e-01 7.54142360e-01 7.76719558e-01 7.92184883e-01 7.78952465e-01 7.24382650e-01 6.31461338e-01 5.22876450e-01 4.24482823e-01 3.43263277e-01 2.61709026e-01 1.84116341e-01 1.24031422e-01 9.73457260e-02 8.84375414e-02 8.89697107e-02 9.85472746e-02 9.50717665e-02 8.46666106e-02 8.46440159e-02 1.10821672e-01 1.83162083e-01 1.77018367e-01] | Chordwise offset of the section tension-center with respect to the XR-YR axes
rotorse.re.x_sc | output | m | [ 1.35447417e-05 7.30098243e-06 4.21113420e-03 1.80607235e-03 -1.92554158e-02 -3.55264405e-02 -5.33394821e-02 -1.01527295e-01 -1.03953621e-01 -1.04265662e-01 -1.03917150e-01 -1.03221466e-01 -7.63343844e-02 -7.49185283e-02 -7.36056248e-02 -7.19159575e-02 -7.05955736e-02 -6.97963659e-02 -1.18023445e-02 1.16928663e-02 1.03707812e-02 9.45115432e-03 8.91703599e-03 8.81440929e-03 2.48890723e-02 5.20310756e-02 4.80647701e-02 4.42249014e-02 3.68604672e-02 1.69351609e-02] | X-coordinate of the shear-center offset with respect to the XR-YR axes
rotorse.re.y_sc | output | m | [-1.96472755e-04 -1.95845562e-04 5.38317399e-03 7.41273874e-01 7.57706019e-01 7.19384156e-01 7.03193766e-01 7.28615670e-01 7.36105341e-01 7.57538446e-01 7.72407894e-01 7.59844334e-01 7.27833658e-01 6.34385683e-01 5.25201431e-01 4.26277744e-01 3.44641942e-01 2.62706711e-01 1.84693346e-01 1.24373579e-01 9.76044016e-02 8.86720058e-02 8.92268347e-02 9.88805721e-02 9.48206256e-02 8.44464457e-02 8.44605057e-02 1.10739945e-01 1.82296049e-01 1.76304092e-01] | Chordwise offset of the section shear-center with respect to the reference frame, XR-YR
rotorse.re.x_cg | output | m | [ 1.35690489e-05 1.25773560e-05 4.12182809e-03 1.06912930e-02 -1.04766662e-03 -6.86584891e-03 -1.68584422e-02 -4.91065062e-02 -5.09453811e-02 -5.08396115e-02 -5.02320042e-02 -4.96588467e-02 -3.02301418e-02 -3.09603826e-02 -3.24342871e-02 -3.38330284e-02 -3.53967019e-02 -3.77278845e-02 5.36545989e-03 2.29059876e-02 2.07717700e-02 1.92942553e-02 1.86781147e-02 1.88091747e-02 3.18957765e-02 5.41361302e-02 5.01487183e-02 4.64358160e-02 3.83952612e-02 1.74724242e-02] | X-coordinate of the center-of-mass offset with respect to the XR-YR axes
rotorse.re.y_cg | output | m | [-1.96548927e-04 -1.96431253e-04 5.92642244e-03 9.25686585e-01 1.09336470e+00 1.22667553e+00 1.37144521e+00 1.51924054e+00 1.59472305e+00 1.65904716e+00 1.69698479e+00 1.68350924e+00 1.62634530e+00 1.47329701e+00 1.28366380e+00 1.10149339e+00 9.43131449e-01 7.76433548e-01 6.13908630e-01 4.70891460e-01 3.95291178e-01 3.60822521e-01 3.51610748e-01 3.62064457e-01 3.43551521e-01 3.14519966e-01 3.06111610e-01 3.37472601e-01 4.13508493e-01 2.42880790e-01] | Chordwise offset of the section center of mass with respect to the XR-YR axes
rotorse.re.precomp.flap_iner | output | kg/m | [9.16754689e+03 7.59887247e+03 5.90907163e+03 7.15872969e+02 5.82029586e+02 5.77040755e+02 5.64865006e+02 4.30386127e+02 4.15743723e+02 4.19146518e+02 4.22209952e+02 3.98768392e+02 2.67899292e+02 2.34957527e+02 1.99058350e+02 1.67398021e+02 1.43510732e+02 1.23953132e+02 8.03115608e+01 6.03345716e+01 4.95021178e+01 3.80962207e+01 2.78624168e+01 1.95867109e+01 1.14325643e+01 5.45450554e+00 3.29309149e+00 1.90751205e+00 6.90718705e-01 5.72922684e-02] | Section flap inertia about the Y_G axis per unit length.
rotorse.re.precomp.edge_iner | output | kg/m | [9.16624288e+03 7.54517394e+03 6.10931253e+03 3.37829815e+03 3.15565887e+03 3.02560263e+03 3.00783247e+03 3.01243863e+03 2.99579374e+03 3.11117587e+03 3.19602262e+03 3.07940692e+03 2.71194287e+03 2.25292964e+03 1.75755561e+03 1.34462588e+03 1.03902856e+03 7.75352578e+02 5.38930927e+02 3.65783319e+02 2.69897785e+02 2.05666418e+02 1.57982485e+02 1.22800944e+02 7.40736514e+01 4.42587506e+01 2.84333534e+01 2.00221322e+01 1.26867038e+01 1.39895429e+00] | Section lag inertia about the X_G axis per unit length
rotorse.blade_mass | output | kg | [79267.02689016] | mass of one blade
rotorse.blade_moment_of_inertia | output | kg*m**2 | [1.83066355e+08] | mass moment of inertia of blade about hub
rotorse.mass_all_blades | output | kg | [237801.08067048] | mass of all blades
rotorse.I_all_blades | output | kg*m**2 | [5.49199065e+08 2.74599532e+08 2.74599532e+08 0.00000000e+00 0.00000000e+00 0.00000000e+00] | mass moments of inertia of all blades in hub c.s. order:Ixx, Iyy, Izz, Ixy, Ixz, Iyz
rotorse.re.sc_ss_mats | output |  | [[1. 0. 0. 0. 0. 1. 0. 1. 0. 0. 0.] [1. 0. 0. 0. 0. 1. 0. 1. 0. 0. 0.] [1. 0. 0. 0. 0. 1. 0. 1. 0. 0. 0.] [1. 0. 0. 0. 0. 1. 0. 1. 0. 0. 0.] [1. 0. 0. 0. 0. 1. 0. 1. 0. 0. 0.] [1. 0. 0. 0. 0. 1. 0. 1. 0. 0. 0.] [1. 0. 0. 0. 0. 1. 0. 1. 0. 0. 0.] [1. 0. 0. 0. 0. 1. 0. 1. 0. 0. 0.] [1. 0. 0. 0. 0. 1. 0. 1. 0. 0. 0.] [1. 0. 0. 0. 0. 1. 0. 1. 0. 0. 0.] [1. 0. 0. 0. 0. 1. 0. 1. 0. 0. 0.] [1. 0. 0. 0. 0. 1. 0. 1. 0. 0. 0.] [1. 0. 0. 0. 0. 1. 0. 1. 0. 0. 0.] [1. 0. 0. 0. 0. 1. 0. 1. 0. 0. 0.] [1. 0. 0. 0. 0. 1. 0. 1. 0. 0. 0.] [1. 0. 0. 0. 0. 1. 0. 1. 0. 0. 0.] [1. 0. 0. 0. 0. 1. 0. 1. 0. 0. 0.] [1. 0. 0. 0. 0. 1. 0. 1. 0. 0. 0.] [1. 0. 0. 0. 0. 1. 0. 1. 0. 0. 0.] [1. 0. 0. 0. 0. 1. 0. 1. 0. 0. 0.] [1. 0. 0. 0. 0. 1. 0. 1. 0. 0. 0.] [1. 0. 0. 0. 0. 1. 0. 1. 0. 0. 0.] [1. 0. 0. 0. 0. 1. 0. 1. 0. 0. 0.] [1. 0. 0. 0. 0. 1. 0. 1. 0. 0. 0.] [1. 0. 0. 0. 0. 1. 0. 1. 0. 0. 0.] [1. 0. 0. 0. 0. 1. 0. 1. 0. 0. 0.] [1. 0. 0. 0. 0. 1. 0. 1. 0. 0. 0.] [1. 0. 0. 0. 0. 1. 0. 1. 0. 0. 0.] [1. 0. 0. 0. 0. 1. 0. 1. 0. 0. 0.] [1. 0. 0. 0. 0. 1. 0. 1. 0. 0. 0.]] | spar cap, suction side, boolean of materials in each composite layer spanwise, passed as floats for differentiablity, used for Fatigue Analysis
rotorse.re.sc_ps_mats | output |  | [[1. 0. 0. 0. 0. 1. 0. 1. 0. 0. 0.] [1. 0. 0. 0. 0. 1. 0. 1. 0. 0. 0.] [1. 0. 0. 0. 0. 1. 0. 1. 0. 0. 0.] [1. 0. 0. 0. 0. 1. 0. 1. 0. 0. 0.] [1. 0. 0. 0. 0. 1. 0. 1. 0. 0. 0.] [1. 0. 0. 0. 0. 1. 0. 1. 0. 0. 0.] [1. 0. 0. 0. 0. 1. 0. 1. 0. 0. 0.] [1. 0. 0. 0. 0. 1. 0. 1. 0. 0. 0.] [1. 0. 0. 0. 0. 1. 0. 1. 0. 0. 0.] [1. 0. 0. 0. 0. 1. 0. 1. 0. 0. 0.] [1. 0. 0. 0. 0. 1. 0. 1. 0. 0. 0.] [1. 0. 0. 0. 0. 1. 0. 1. 0. 0. 0.] [1. 0. 0. 0. 0. 1. 0. 1. 0. 0. 0.] [1. 0. 0. 0. 0. 1. 0. 1. 0. 0. 0.] [1. 0. 0. 0. 0. 1. 0. 1. 0. 0. 0.] [1. 0. 0. 0. 0. 1. 0. 1. 0. 0. 0.] [1. 0. 0. 0. 0. 1. 0. 1. 0. 0. 0.] [1. 0. 0. 0. 0. 1. 0. 1. 0. 0. 0.] [1. 0. 0. 0. 0. 1. 0. 1. 0. 0. 0.] [1. 0. 0. 0. 0. 1. 0. 1. 0. 0. 0.] [1. 0. 0. 0. 0. 1. 0. 1. 0. 0. 0.] [1. 0. 0. 0. 0. 1. 0. 1. 0. 0. 0.] [1. 0. 0. 0. 0. 1. 0. 1. 0. 0. 0.] [1. 0. 0. 0. 0. 1. 0. 1. 0. 0. 0.] [1. 0. 0. 0. 0. 1. 0. 1. 0. 0. 0.] [1. 0. 0. 0. 0. 1. 0. 1. 0. 0. 0.] [1. 0. 0. 0. 0. 1. 0. 1. 0. 0. 0.] [1. 0. 0. 0. 0. 1. 0. 1. 0. 0. 0.] [1. 0. 0. 0. 0. 1. 0. 1. 0. 0. 0.] [1. 0. 0. 0. 0. 1. 0. 1. 0. 0. 0.]] | spar cap, pressure side, boolean of materials in each composite layer spanwise, passed as floats for differentiablity, used for Fatigue Analysis
rotorse.re.te_ss_mats | output |  | [[0. 0. 0. 0. 0. 0. 0. 0. 0. 0. 0.] [0. 0. 0. 0. 0. 0. 0. 0. 0. 0. 0.] [0. 0. 0. 0. 0. 0. 0. 0. 0. 0. 0.] [1. 0. 0. 0. 1. 0. 0. 1. 0. 0. 0.] [1. 0. 0. 0. 1. 0. 0. 1. 0. 0. 0.] [1. 0. 0. 0. 1. 0. 0. 1. 0. 0. 0.] [1. 0. 0. 0. 1. 0. 0. 1. 0. 0. 0.] [1. 0. 0. 0. 1. 0. 0. 1. 0. 0. 0.] [1. 0. 0. 0. 1. 0. 0. 1. 0. 0. 0.] [1. 0. 0. 0. 1. 0. 0. 1. 0. 0. 0.] [1. 0. 0. 0. 1. 0. 0. 1. 0. 0. 0.] [1. 0. 0. 0. 1. 0. 0. 1. 0. 0. 0.] [1. 0. 0. 0. 1. 0. 0. 1. 0. 0. 0.] [1. 0. 0. 0. 1. 0. 0. 1. 0. 0. 0.] [1. 0. 0. 0. 1. 0. 0. 1. 0. 0. 0.] [1. 0. 0. 0. 1. 0. 0. 1. 0. 0. 0.] [1. 0. 0. 0. 1. 0. 0. 1. 0. 0. 0.] [1. 0. 0. 0. 1. 0. 0. 1. 0. 0. 0.] [1. 0. 0. 0. 1. 0. 0. 1. 0. 0. 0.] [1. 0. 0. 0. 1. 0. 0. 1. 0. 0. 0.] [1. 0. 0. 0. 1. 0. 0. 1. 0. 0. 0.] [1. 0. 0. 0. 1. 0. 0. 1. 0. 0. 0.] [1. 0. 0. 0. 1. 0. 0. 1. 0. 0. 0.] [1. 0. 0. 0. 1. 0. 0. 1. 0. 0. 0.] [0. 0. 0. 0. 0. 0. 0. 0. 0. 0. 0.] [0. 0. 0. 0. 0. 0. 0. 0. 0. 0. 0.] [0. 0. 0. 0. 0. 0. 0. 0. 0. 0. 0.] [0. 0. 0. 0. 0. 0. 0. 0. 0. 0. 0.] [0. 0. 0. 0. 0. 0. 0. 0. 0. 0. 0.] [0. 0. 0. 0. 0. 0. 0. 0. 0. 0. 0.]] | trailing edge reinforcement, suction side, boolean of materials in each composite layer spanwise, passed as floats for differentiablity, used for Fatigue Analysis
rotorse.re.te_ps_mats | output |  | [[0. 0. 0. 0. 0. 0. 0. 0. 0. 0. 0.] [0. 0. 0. 0. 0. 0. 0. 0. 0. 0. 0.] [0. 0. 0. 0. 0. 0. 0. 0. 0. 0. 0.] [1. 0. 0. 0. 1. 0. 0. 1. 0. 0. 0.] [1. 0. 0. 0. 1. 0. 0. 1. 0. 0. 0.] [1. 0. 0. 0. 1. 0. 0. 1. 0. 0. 0.] [1. 0. 0. 0. 1. 0. 0. 1. 0. 0. 0.] [1. 0. 0. 0. 1. 0. 0. 1. 0. 0. 0.] [1. 0. 0. 0. 1. 0. 0. 1. 0. 0. 0.] [1. 0. 0. 0. 1. 0. 0. 1. 0. 0. 0.] [1. 0. 0. 0. 1. 0. 0. 1. 0. 0. 0.] [1. 0. 0. 0. 1. 0. 0. 1. 0. 0. 0.] [1. 0. 0. 0. 1. 0. 0. 1. 0. 0. 0.] [1. 0. 0. 0. 1. 0. 0. 1. 0. 0. 0.] [1. 0. 0. 0. 1. 0. 0. 1. 0. 0. 0.] [1. 0. 0. 0. 1. 0. 0. 1. 0. 0. 0.] [1. 0. 0. 0. 1. 0. 0. 1. 0. 0. 0.] [1. 0. 0. 0. 1. 0. 0. 1. 0. 0. 0.] [1. 0. 0. 0. 1. 0. 0. 1. 0. 0. 0.] [1. 0. 0. 0. 1. 0. 0. 1. 0. 0. 0.] [1. 0. 0. 0. 1. 0. 0. 1. 0. 0. 0.] [1. 0. 0. 0. 1. 0. 0. 1. 0. 0. 0.] [1. 0. 0. 0. 1. 0. 0. 1. 0. 0. 0.] [1. 0. 0. 0. 1. 0. 0. 1. 0. 0. 0.] [0. 0. 0. 0. 0. 0. 0. 0. 0. 0. 0.] [0. 0. 0. 0. 0. 0. 0. 0. 0. 0. 0.] [0. 0. 0. 0. 0. 0. 0. 0. 0. 0. 0.] [0. 0. 0. 0. 0. 0. 0. 0. 0. 0. 0.] [0. 0. 0. 0. 0. 0. 0. 0. 0. 0. 0.] [0. 0. 0. 0. 0. 0. 0. 0. 0. 0. 0.]] | trailing edge reinforcement, pressure side, boolean of materials in each composite layer spanwise, passed as floats for differentiablity, used for Fatigue Analysis
rotorse.rp.AEP | output | kW*h | [97534839.5835982] | annual energy production
rotorse.rp.cdf.F | output | m/s | [0.06824543 0.07317592 0.07825729 0.08348677 0.08886153 0.09437864 0.10003514 0.10582799 0.11175409 0.1178103 0.12399341 0.13030017 0.13672727 0.14327136 0.14992906 0.15669694 0.16357153 0.17054933 0.17762681 0.18480043 0.19206659 0.19942169 0.20686212 0.21438424 0.2219844 0.22965893 0.23740419 0.24521648 0.25309215 0.26102753 0.26901895 0.27706275 0.28515528 0.29329292 0.30147203 0.30968902 0.31794031 0.32622234 0.33453157 0.3428645 0.35121765 0.35958758 0.36797088 0.37636417 0.38476413 0.39316746 0.4015709 0.40997127 0.41836538 0.42675014 0.43512249 0.4434794 0.45181794 0.46013518 0.4684283 0.4766945 0.48493104 0.49313527 0.50130457 0.50943638 0.51752823 0.5255777 0.53358242 0.54154011 0.54944853 0.55730553 0.56510902 0.57285696 0.5805474 0.58817845 0.59574828 0.60325515 0.61069736 0.6180733 0.62538141 0.63262022 0.63978832 0.64688436 0.65390705 0.6608552 0.66772765 0.67452333 0.68124122 0.68788039 0.69443994 0.70091905 0.70731698 0.71363303 0.71986656 0.726017 0.73208386 0.73806666 0.74396502 0.7497786 0.75550712 0.76115035 0.76670812 0.77218031 0.77756684 0.78286771 0.78808294 0.79321261 0.79825684 0.80321582 0.80808974 0.81287887 0.81758352 0.82220402 0.82674074 0.83119412 0.8355646 0.83985268 0.84405887 0.84818374 0.85222787 0.85619189 0.86007643 0.86388218 0.86760984 0.87126013 0.8748338 0.87833164 0.88175443 0.88510299 0.88837815 0.89158077 0.89471172 0.89777188 0.90076215 0.90368344 0.90653669 0.90932282 0.91204279 0.91469754 0.91728805 0.91981528 0.92228022 0.92468385 0.92702715 0.92931111 0.93153673 0.93370501 0.93581694 0.93787353 0.93987575 0.94182462 0.94372112 0.94556625 0.94736099 0.94910633 0.95080325 0.95245271 0.9540557 0.95561316 0.95712606 0.95859534 0.96002195 0.96140681 0.96275085 0.96405498 0.96532012 0.96654715 0.96773696 0.96889042 0.97000841 0.97109177 0.97214134 0.97315796 0.97414245 0.97509561 0.97601824 0.97691112 0.97777502 0.97861071 0.97941893 0.98020041 0.98095587 0.98168602 0.98239156 0.98307317 0.98373152 0.98436726 0.98498105 0.9855735 0.98614525 0.98669689 0.98722901 0.98774221 0.98823704 0.98871406 0.98917382 0.98961684 0.99004365 0.99045474 0.99085061 0.99123175 0.99159863 0.9919517 0.99229141 0.99261821] | magnitude of wind speed at each z location
rotorse.rp.gust.V_gust | output | m/s | [20.69234079] | gust wind speed
rotorse.rp.powercurve.pitch | output | deg | [ 0. 0. 0. 0. 0. 0. 0. 0. 0. 0. 1.7823028 4.40871262 4.84632692 7.91888242 10.85444893 13.45684027 15.90716348 18.2543332 20.50769092 22.66116273] | rotor pitch schedule
rotorse.rp.powercurve.P_aero | output | W | [ -370096.38045224 -28172.63014847 1164846.26742878 2582432.96462914 3715773.06737691 4290518.55004711 4410014.45831544 5284611.68638087 7086976.03517352 9739195.55129887 14371787.07584985 19584422.25658823 20772039.16719633 20772039.15839321 20772043.92350783 20771948.15636443 20772137.85775607 20772054.63744363 20772039.58160658 20772056.7718234 ] | rotor mechanical power
rotorse.rp.powercurve.T | output | N | [ 427694.59272649 857668.73256492 1138897.19581889 1330432.25482569 1459426.07618694 1519422.78524207 1531499.76455556 1616104.3178522 1771923.55675554 2175985.39962872 2486966.02882816 2506524.03738232 2507226.57509839 2048088.09049186 1704821.28993711 1466193.05198315 1286717.6069285 1147525.57792367 1037911.85118988 950777.64695299] | rotor aerodynamic thrust
rotorse.rp.powercurve.Q | output | N*m | [ -706832.02043271 -53805.76017635 2224692.49684121 4932083.65829022 7096603.81296923 8194286.82800963 8422507.20177155 10092864.86650454 13535127.21086001 16836022.68468278 22011078.04306993 27756869.13809685 29440070.5489963 29440070.5365197 29440077.29008441 29439941.55996012 29440210.4224588 29440092.47487312 29440071.13633715 29440095.49991513] | rotor aerodynamic torque
rotorse.rp.powercurve.M | output | N*m | [15141508.28353795 29202508.64851423 37706658.68211424 43107986.02798995 46684057.89124884 48334984.78614888 48666399.54431251 50979832.74115167 55202375.75732534 67734184.37462403 77915589.33067852 78781355.30843408 78510087.13093835 63495419.71128605 51344310.64732817 42205758.27224147 34777831.75373482 28548315.95984831 23246604.58371765 18703698.36935418] | blade root moment
rotorse.rp.powercurve.Cp | output |  | [-0.38314271 -0.01010018 0.21820255 0.32114789 0.3631856 0.37790541 0.38057674 0.39696764 0.41884111 0.41862643 0.42835719 0.39546817 0.38317971 0.28278841 0.19184401 0.1320508 0.09269522 0.0665484 0.04893418 0.0368728 ] | rotor electrical power coefficient
rotorse.rp.powercurve.Cp_aero | output |  | [-0.39486341 -0.01040915 0.22487758 0.33097211 0.37429579 0.3894659 0.39221894 0.40911125 0.43165386 0.43285827 0.44419716 0.41073401 0.3979712 0.2937046 0.19924957 0.13714822 0.09627344 0.06911729 0.05082314 0.03829617] | rotor aerodynamic power coefficient
rotorse.rp.powercurve.Ct_aero | output |  | [1.36894836 1.3537658 1.16618689 1.03673143 0.96855557 0.94077046 0.9354227 0.89988475 0.84086581 0.83695673 0.75083607 0.58434646 0.55030973 0.36711459 0.23593348 0.15818491 0.10964749 0.07840297 0.05777154 0.04382226] | rotor aerodynamic thrust coefficient
rotorse.rp.powercurve.Cq_aero | output |  | [-0.01684401 -0.00063231 0.01696014 0.02861408 0.0350646 0.03777392 0.03830084 0.04184156 0.04782114 0.04821281 0.04947576 0.04817757 0.04810922 0.03928871 0.03033371 0.02364758 0.01867808 0.01497563 0.01220024 0.01010255] | rotor aerodynamic torque coefficient
rotorse.rp.powercurve.Cm_aero | output |  | [0.36082643 0.34317845 0.2874601 0.25009622 0.23066778 0.22281402 0.22130747 0.21134491 0.19503627 0.19396833 0.17513604 0.13674073 0.12829655 0.08473665 0.05290283 0.0339017 0.02206449 0.014522 0.00963361 0.00641829] | rotor aerodynamic moment coefficient
rotorse.rp.powercurve.ax_induct_rotor | output |  | [0.73010705 0.68737744 0.57167907 0.49790391 0.45341867 0.43359078 0.42963876 0.40209915 0.34977725 0.34609625 0.29045238 0.20547076 0.19080159 0.12296559 0.0798782 0.05533128 0.03997916 0.02986812 0.0229587 0.01809777] | rotor aerodynamic induction
rotorse.rp.powercurve.V_R25 | output | m/s | [10.55555556] | region 2.5 transition wind speed
rotorse.rp.powercurve.rated_V | output | m/s | [11.4562136] | rated wind speed
rotorse.rp.powercurve.rated_Omega | output | rpm | [6.73769998] | rotor rotation speed at rated
rotorse.rp.powercurve.rated_pitch | output | deg | [4.84632692] | pitch setting at rated
rotorse.rp.powercurve.rated_T | output | N | [2507226.57509839] | rotor aerodynamic thrust at rated
rotorse.rp.powercurve.rated_Q | output | N*m | [29440070.5489963] | rotor aerodynamic torque at rated
rotorse.rp.powercurve.rated_mech | output | W | [20772039.16719633] | Mechanical shaft power at rated
rotorse.rp.powercurve.ax_induct_regII | output |  | [0.08621557 0.04108013 0.0292827 0.02529867 0.0461002 0.08374562 0.12049054 0.15621629 0.16752182 0.17255219 0.18357904 0.2009388 0.2385421 0.25898829 0.26789715 0.27280472 0.27487934 0.27618845 0.319484 0.34126684 0.35001694 0.3460094 0.34348713 0.34096299 0.33280862 0.32328955 0.32239747 0.34238972 0.38977427 0.34089042] | rotor axial induction at cut-in wind speed along blade span
rotorse.rp.powercurve.tang_induct_regII | output |  | [-0.08621557 -0.04108013 -0.02667402 0.01540955 0.01831983 0.02247328 0.02301732 0.02215482 0.01863606 0.01550777 0.01348715 0.01221379 0.01192444 0.01089904 0.00972963 0.00867413 0.00773764 0.0069352 0.00693388 0.00651558 0.00597727 0.0054173 0.00493404 0.00451208 0.004222 0.00378053 0.00351334 0.00337065 0.00327749 0.00298331] | rotor tangential induction at cut-in wind speed along blade span
rotorse.rp.powercurve.aoa_regII | output | deg | [65.52410626 15.36480097 4.8121951 0.99681758 2.5838806 4.46240811 5.3279055 5.3304691 4.98096525 4.67695017 4.47528127 4.51237652 4.55437943 4.76892789 4.99908844 5.11536775 5.14315231 5.14938113 4.96099814 5.17720763 5.48527772 5.74055679 5.99067206 6.16183897 6.14146463 6.04960313 5.94104838 5.81692259 5.53840781 6.39041874] | angle of attack distribution along blade span at cut-in wind speed
rotorse.rp.powercurve.L_D | output |  | [-1.76751123e-16 -1.15634141e-16 4.76249864e-02 2.98785060e+01 5.21346432e+01 6.28050847e+01 6.91445884e+01 7.88873777e+01 7.66067826e+01 7.24708406e+01 7.07865217e+01 7.52352461e+01 9.29736776e+01 9.55906835e+01 9.63329464e+01 9.71988866e+01 9.74252674e+01 9.74757408e+01 1.42465487e+02 1.58308079e+02 1.52420061e+02 1.46479748e+02 1.39958694e+02 1.35205952e+02 1.90740269e+02 1.42879889e+02 1.46335890e+02 1.50203088e+02 1.40246786e+02 1.44130269e+02] | Lift over drag distribution along blade span at cut-in wind speed
rotorse.rp.powercurve.Cp_regII | output |  | [0.44419716] | power coefficient at cut-in wind speed
rotorse.rp.powercurve.Ct_regII | output |  | [0.75083607] | thrust coefficient at cut-in wind speed
rotorse.rp.powercurve.cl_regII | output |  | [-8.83755613e-17 -5.78170704e-17 2.32130912e-02 3.64787999e-01 5.31380470e-01 7.45993704e-01 8.53707441e-01 9.22248778e-01 8.90469229e-01 8.38049181e-01 8.15748667e-01 8.25250714e-01 8.97260848e-01 9.29614747e-01 9.48362348e-01 9.63080726e-01 9.66839063e-01 9.67681530e-01 1.05588015e+00 1.10009637e+00 1.13011153e+00 1.15381010e+00 1.17594513e+00 1.19044968e+00 1.19669696e+00 1.19877629e+00 1.19083966e+00 1.18152480e+00 1.08485699e+00 1.14281143e+00] | lift coefficient distribution along blade span at cut-in wind speed
rotorse.rp.powercurve.cd_regII | output |  | [0.5 0.5 0.48741413 0.01220904 0.01019246 0.01187792 0.0123467 0.0116907 0.0116239 0.01156395 0.01152407 0.01096894 0.0096507 0.00972495 0.00984463 0.00990835 0.0099239 0.00992741 0.00741148 0.00694909 0.00741445 0.00787693 0.00840209 0.00880471 0.00627396 0.0083901 0.00813771 0.00786618 0.00773534 0.00792902] | drag coefficient distribution along blade span at cut-in wind speed
rotorse.rp.powercurve.rated_efficiency | output |  | [0.96283277] | Efficiency at rated conditions
rotorse.rp.powercurve.V_spline | output | m/s | [ 3. 3.11055276 3.22110553 3.33165829 3.44221106 3.55276382 3.66331658 3.77386935 3.88442211 3.99497487 4.10552764 4.2160804 4.32663317 4.43718593 4.54773869 4.65829146 4.76884422 4.87939698 4.98994975 5.10050251 5.21105528 5.32160804 5.4321608 5.54271357 5.65326633 5.7638191 5.87437186 5.98492462 6.09547739 6.20603015 6.31658291 6.42713568 6.53768844 6.64824121 6.75879397 6.86934673 6.9798995 7.09045226 7.20100503 7.31155779 7.42211055 7.53266332 7.64321608 7.75376884 7.86432161 7.97487437 8.08542714 8.1959799 8.30653266 8.41708543 8.52763819 8.63819095 8.74874372 8.85929648 8.96984925 9.08040201 9.19095477 9.30150754 9.4120603 9.52261307 9.63316583 9.74371859 9.85427136 9.96482412 10.07537688 10.18592965 10.29648241 10.40703518 10.51758794 10.6281407 10.73869347 10.84924623 10.95979899 11.07035176 11.18090452 11.29145729 11.40201005 11.51256281 11.62311558 11.73366834 11.84422111 11.95477387 12.06532663 12.1758794 12.28643216 12.39698492 12.50753769 12.61809045 12.72864322 12.83919598 12.94974874 13.06030151 13.17085427 13.28140704 13.3919598 13.50251256 13.61306533 13.72361809 13.83417085 13.94472362 14.05527638 14.16582915 14.27638191 14.38693467 14.49748744 14.6080402 14.71859296 14.82914573 14.93969849 15.05025126 15.16080402 15.27135678 15.38190955 15.49246231 15.60301508 15.71356784 15.8241206 15.93467337 16.04522613 16.15577889 16.26633166 16.37688442 16.48743719 16.59798995 16.70854271 16.81909548 16.92964824 17.04020101 17.15075377 17.26130653 17.3718593 17.48241206 17.59296482 17.70351759 17.81407035 17.92462312 18.03517588 18.14572864 18.25628141 18.36683417 18.47738693 18.5879397 18.69849246 18.80904523 18.91959799 19.03015075 19.14070352 19.25125628 19.36180905 19.47236181 19.58291457 19.69346734 19.8040201 19.91457286 20.02512563 20.13567839 20.24623116 20.35678392 20.46733668 20.57788945 20.68844221 20.79899497 20.90954774 21.0201005 21.13065327 21.24120603 21.35175879 21.46231156 21.57286432 21.68341709 21.79396985 21.90452261 22.01507538 22.12562814 22.2361809 22.34673367 22.45728643 22.5678392 22.67839196 22.78894472 22.89949749 23.01005025 23.12060302 23.23115578 23.34170854 23.45226131 23.56281407 23.67336683 23.7839196 23.89447236 24.00502513 24.11557789 24.22613065 24.33668342 24.44723618 24.55778894 24.66834171 24.77889447 24.88944724 25. ] | wind vector
rotorse.rp.powercurve.P_spline | output | W | [-3.59110841e+05 -3.55823605e+05 -3.46259345e+05 -3.30864232e+05 -3.10084435e+05 -2.84366126e+05 -2.54155475e+05 -2.19898653e+05 -1.82041830e+05 -1.41031176e+05 -9.73128634e+04 -5.13330613e+04 -5.78286644e+02 7.16842249e+04 1.65469671e+05 2.77563996e+05 4.04753143e+05 5.43823056e+05 6.91559678e+05 8.44748953e+05 1.00017683e+06 1.15490611e+06 1.31974029e+06 1.49974466e+06 1.69230832e+06 1.89482033e+06 2.10466979e+06 2.31924576e+06 2.53606780e+06 2.76093675e+06 2.99643899e+06 3.24018644e+06 3.48979103e+06 3.74486627e+06 4.01098301e+06 4.28363932e+06 4.56528136e+06 4.85292173e+06 5.15068869e+06 5.46121097e+06 5.78183856e+06 6.10876991e+06 6.43820346e+06 6.76633764e+06 7.08872348e+06 7.40320100e+06 7.71387769e+06 8.02518916e+06 8.34157104e+06 8.66745891e+06 9.00728840e+06 9.36549512e+06 9.74802091e+06 1.01564748e+07 1.05859722e+07 1.10315532e+07 1.14882576e+07 1.19511256e+07 1.24151971e+07 1.28755121e+07 1.33271106e+07 1.37650325e+07 1.41903356e+07 1.46138077e+07 1.50355496e+07 1.54552178e+07 1.58724686e+07 1.62869585e+07 1.66983437e+07 1.71062808e+07 1.75104261e+07 1.79104360e+07 1.83059668e+07 1.86966750e+07 1.91138926e+07 1.95989002e+07 1.99475212e+07 2.00000000e+07 2.00000000e+07 2.00000000e+07 2.00000000e+07 2.00000000e+07 2.00000000e+07 2.00000000e+07 2.00000000e+07 2.00000000e+07 2.00000000e+07 2.00000000e+07 2.00000000e+07 2.00000001e+07 2.00000003e+07 2.00000006e+07 2.00000009e+07 2.00000013e+07 2.00000017e+07 2.00000021e+07 2.00000025e+07 2.00000030e+07 2.00000034e+07 2.00000037e+07 2.00000040e+07 2.00000043e+07 2.00000045e+07 2.00000046e+07 2.00000042e+07 2.00000023e+07 1.99999988e+07 1.99999941e+07 1.99999883e+07 1.99999816e+07 1.99999743e+07 1.99999666e+07 1.99999586e+07 1.99999507e+07 1.99999429e+07 1.99999356e+07 1.99999289e+07 1.99999231e+07 1.99999183e+07 1.99999148e+07 1.99999128e+07 1.99999125e+07 1.99999151e+07 1.99999203e+07 1.99999280e+07 1.99999377e+07 1.99999491e+07 1.99999619e+07 1.99999757e+07 1.99999901e+07 2.00000049e+07 2.00000196e+07 2.00000339e+07 2.00000476e+07 2.00000602e+07 2.00000713e+07 2.00000807e+07 2.00000881e+07 2.00000929e+07 2.00000950e+07 2.00000946e+07 2.00000932e+07 2.00000909e+07 2.00000877e+07 2.00000838e+07 2.00000792e+07 2.00000742e+07 2.00000688e+07 2.00000631e+07 2.00000573e+07 2.00000514e+07 2.00000456e+07 2.00000399e+07 2.00000345e+07 2.00000296e+07 2.00000251e+07 2.00000212e+07 2.00000181e+07 2.00000158e+07 2.00000144e+07 2.00000132e+07 2.00000120e+07 2.00000109e+07 2.00000098e+07 2.00000087e+07 2.00000077e+07 2.00000068e+07 2.00000059e+07 2.00000050e+07 2.00000043e+07 2.00000035e+07 2.00000029e+07 2.00000023e+07 2.00000018e+07 2.00000014e+07 2.00000010e+07 2.00000007e+07 2.00000005e+07 2.00000004e+07 2.00000004e+07 2.00000005e+07 2.00000006e+07 2.00000009e+07 2.00000012e+07 2.00000016e+07 2.00000021e+07 2.00000026e+07 2.00000033e+07 2.00000040e+07 2.00000048e+07 2.00000057e+07 2.00000066e+07 2.00000076e+07 2.00000087e+07 2.00000099e+07 2.00000112e+07 2.00000125e+07 2.00000139e+07 2.00000154e+07 2.00000170e+07] | rotor electrical power
rotorse.rp.powercurve.Omega_spline | output | rpm | [5. 5. 5. 5. 5. 5. 5. 5. 5. 5. 5. 5. 5. 5. 5. 5. 5. 5. 5. 5. 5. 5. 5. 5. 5. 5. 5. 5. 5. 5. 5. 5. 5. 5. 5. 5. 5. 5. 5. 5. 5. 5. 5. 5. 5.00711548 5.04196432 5.10008781 5.17503171 5.2603418 5.34956383 5.43624359 5.51392684 5.58428747 5.65774441 5.73333376 5.80987859 5.88620199 5.96112704 6.03347681 6.10207439 6.16574286 6.22330529 6.27680563 6.33217452 6.38846055 6.44445411 6.49894556 6.55072529 6.59858367 6.64131108 6.67769789 6.70653448 6.72661122 6.7367185 6.73769998 6.73769998 6.73769998 6.73769998 6.73769998 6.73769998 6.73769998 6.73769998 6.73769998 6.73769998 6.73769998 6.73769998 6.73769998 6.73769998 6.73769998 6.73769998 6.73769998 6.73769998 6.73769998 6.73769998 6.73769998 6.73769998 6.73769998 6.73769998 6.73769998 6.73769998 6.73769998 6.73769998 6.73769998 6.73769998 6.73769998 6.73769998 6.73769998 6.73769998 6.73769998 6.73769998 6.73769998 6.73769998 6.73769998 6.73769998 6.73769998 6.73769998 6.73769998 6.73769998 6.73769998 6.73769998 6.73769998 6.73769998 6.73769998 6.73769998 6.73769998 6.73769998 6.73769998 6.73769998 6.73769998 6.73769998 6.73769998 6.73769998 6.73769998 6.73769998 6.73769998 6.73769998 6.73769998 6.73769998 6.73769998 6.73769998 6.73769998 6.73769998 6.73769998 6.73769998 6.73769998 6.73769998 6.73769998 6.73769998 6.73769998 6.73769998 6.73769998 6.73769998 6.73769998 6.73769998 6.73769998 6.73769998 6.73769998 6.73769998 6.73769998 6.73769998 6.73769998 6.73769998 6.73769998 6.73769998 6.73769998 6.73769998 6.73769998 6.73769998 6.73769998 6.73769998 6.73769998 6.73769998 6.73769998 6.73769998 6.73769998 6.73769998 6.73769998 6.73769998 6.73769998 6.73769998 6.73769998 6.73769998 6.73769998 6.73769998 6.73769998 6.73769998 6.73769998 6.73769998 6.73769998 6.73769998 6.73769998 6.73769998 6.73769998 6.73769998 6.73769998 6.73769998 6.73769998 6.73769998 6.73769998 6.73769998] | omega
rotorse.rs.aero_gust.loads_r | output | m | [ 5. 9.47044367 13.94088637 18.41133002 22.88177388 27.35221707 31.82265979 36.29310292 40.76354712 45.23399014 49.70443332 54.174877 58.64531966 63.11576334 67.58620723 72.05665059 76.52709335 80.99753722 85.46798004 89.93842337 94.40886704 98.87931006 103.34975306 107.82019703 112.29064072 116.76108387 121.23152771 125.70197049 130.17241344 134.64285714]
rotorse.rs.aero_gust.loads_Px | output | N/m | [ 567.4572706 645.39661693 731.5981441 2068.76633847 3267.00377069 4825.52721753 6448.68757219 7507.26315729 8525.38082011 9716.13888162 11003.12818881 12286.64261914 11568.08654483 12538.43301025 13372.7766156 14146.55825828 15210.66433087 16320.80075274 15948.00810191 16270.31527583 16820.26638912 17174.87122017 17538.22386169 17958.65084247 18099.87282751 18040.88167684 17999.61248012 17721.39846048 17414.84683258 9199.88567229]
rotorse.rs.aero_gust.loads_Py | output | N/m | [ 121.05018021 206.61225738 273.60427851 -2306.0408267 -2861.14851406 -3237.23429422 -3578.16129406 -3965.58084961 -4179.98741889 -4546.01514146 -4918.89950192 -5189.57979762 -4136.30525784 -4197.68980586 -4256.57465967 -4345.4537984 -4570.41150724 -4794.19143976 -4271.88097599 -4078.32154991 -4003.28624862 -3932.24042601 -3860.12347568 -3821.49024399 -3743.14264042 -3766.45877868 -3654.0053294 -3463.92387906 -3304.75733299 -1692.9059904 ]
rotorse.rs.aero_gust.loads_Pz | output | N/m | [0. 0. 0. 0. 0. 0. 0. 0. 0. 0. 0. 0. 0. 0. 0. 0. 0. 0. 0. 0. 0. 0. 0. 0. 0. 0. 0. 0. 0. 0.]
rotorse.rs.aero_hub_loads.P | output | W | [70038545.9631244] | Rotor aerodynamic power
rotorse.rs.aero_hub_loads.Mb | output | N/m | [1.3085626e+08] | Aerodynamic blade root flapwise moment
rotorse.rs.aero_hub_loads.Fhub | output | N | [4554998.12725405 18881.56429097 45087.70255123] | Aerodynamic forces at hub center in the hub c.s.
rotorse.rs.aero_hub_loads.Mhub | output | N*m | [99265157.24848835 2904050.87943448 12856961.7719253 ] | Aerodynamic moments at hub center in the hub c.s.
rotorse.rs.aero_hub_loads.CP | output |  | [0.22772152] | Rotor aerodynamic power coefficient
rotorse.rs.aero_hub_loads.CMb | output |  | [0.06554612] | Aerodynamic blade root flapwise moment coefficient
rotorse.rs.aero_hub_loads.CFhub | output |  | [0.30645363 0.00127032 0.00303343] | Aerodynamic force coefficients at hub center in the hub c.s.
rotorse.rs.aero_hub_loads.CMhub | output |  | [0.04972208 0.00145464 0.00644007] | Aerodynamic moment coefficients at hub center in the hub c.s.
rotorse.rs.brs.d_r | output | m | [8.8332878] | Root fastener circle diameter
rotorse.rs.brs.ratio | output |  | [1.78459272] | Ratio of recommended diameter over actual diameter. It can be constrained to be smaller than 1
rotorse.rs.constr.constr_max_strainU_spar | output |  | [9.43600410e-02 7.74607795e-02 6.77615918e-01 1.07773108e+00 1.46138908e+00 1.20763744e+00 9.98174849e-01 9.63610684e-01 8.56001228e-01 7.46723263e-01 6.58490683e-01 6.04985720e-01 6.57693907e-01 6.30525373e-01 6.09955940e-01 5.87422325e-01 5.54389178e-01 5.15869495e-01 5.47708063e-01 5.35858253e-01 4.94731743e-01 4.73983321e-01 4.73334555e-01 4.84804655e-01 5.24259016e-01 5.57671910e-01 4.78609833e-01 3.62626347e-01 2.17315412e-01 1.70498457e-04] | constraint for maximum strain in spar cap suction side
rotorse.rs.constr.constr_max_strainL_spar | output |  | [8.64591724e-02 8.76941565e-02 6.68245232e-01 1.45490348e+00 1.49785391e+00 1.17695620e+00 9.50026716e-01 9.27801072e-01 8.08438512e-01 7.03866237e-01 6.20495253e-01 5.71254206e-01 6.32729341e-01 6.02904855e-01 5.82876234e-01 5.61359408e-01 5.29858438e-01 4.92940827e-01 5.33398224e-01 5.21759315e-01 4.82468414e-01 4.63305361e-01 4.63092406e-01 4.74098609e-01 5.11547921e-01 5.43575891e-01 4.65575442e-01 3.50961345e-01 2.08390192e-01 1.69856202e-04] | constraint for maximum strain in spar cap pressure side
rotorse.rs.constr.constr_max_strainU_te | output |  | [5.89758905e-01 5.80030364e-01 3.51931191e-01 8.18370651e-01 1.69967150e-01 7.79404609e-03 4.88399045e-02 3.00649022e-02 6.14512560e-02 5.14473208e-02 4.24349681e-02 3.63805551e-02 2.78466804e-02 4.30570142e-02 5.19930054e-02 6.23906068e-02 7.33509296e-02 9.32557113e-02 9.87823357e-02 1.55109257e-01 1.70768957e-01 1.56200105e-01 1.43331818e-01 1.30274546e-01 7.53301815e-02 1.01012383e-02 6.23399329e-03 4.97401203e-03 1.42915476e-02 1.96463696e-05] | constraint for maximum strain in trailing edge suction side
rotorse.rs.constr.constr_max_strainL_te | output |  | [5.89758905e-01 5.80030364e-01 3.51931191e-01 7.15899405e-01 5.46393262e-02 7.73324587e-02 1.13593765e-01 8.42169516e-02 1.09063344e-01 9.27886207e-02 7.88294199e-02 6.99626307e-02 6.43147005e-02 7.87942886e-02 8.77361882e-02 9.82191765e-02 1.08991552e-01 1.28088899e-01 1.39673072e-01 1.99085730e-01 2.13493000e-01 1.99629214e-01 1.89137421e-01 1.79797811e-01 7.53301815e-02 1.01012383e-02 6.23399329e-03 4.97401203e-03 1.42915476e-02 1.96463696e-05] | constraint for maximum strain in trailing edge pressure side
rotorse.rs.constr.constr_flap_f_margin | output |  | [-0.08456643 -1.16425962 -2.6956952 -4.85662212 -7.67456599] | constraint on flap blade frequency such that ratio of 3P/f is above or below gamma with constraint <= 0
rotorse.rs.constr.constr_edge_f_margin | output |  | [ -0.27994277 -1.67334286 -3.9410766 -6.7880741 -10.25158026] | constraint on edge blade frequency such that ratio of 3P/f is above or below gamma with constraint <= 0
rotorse.rs.curvature.s | output | m | [ 5. 9.47044367 13.94088637 18.41133002 22.88177388 27.35221707 31.82265979 36.29310292 40.76354712 45.23399014 49.70443332 54.174877 58.64531966 63.11576334 67.58620723 72.05665059 76.52709335 80.99753722 85.46798004 89.93842337 94.40886704 98.87931006 103.34975306 107.82019703 112.29064072 116.76108387 121.23152771 125.70197049 130.17241344 134.64285714] | cumulative path length along blade
rotorse.rs.curvature.blades_cg_hubcc | output | m | [2.97233054] | cg of all blades relative to hub along shaft axis. Distance is should be interpreted as negative for upwind and positive for downwind turbines
rotorse.rs.frame.root_F | output | N | [-1697205.57190987 -320919.12573648 703688.9539238 ] | Blade root forces in blade c.s.
rotorse.rs.frame.root_M | output | N*m | [ 1.90595680e+07 -1.28548314e+08 -0.00000000e+00] | Blade root moment in blade c.s.
rotorse.rs.frame.flap_mode_shapes | output |  | [[ 1.81791490e-01 5.69647674e+00 -1.24271960e+01 1.13437730e+01 -3.79484530e+00] [-7.00495543e-01 -2.20584606e+00 6.35719285e+00 -3.17244759e+00 7.21596339e-01] [ 1.64785504e-01 9.07731625e+00 -3.04988047e+01 2.72159319e+01 -4.95922897e+00] [-7.74944105e-01 -1.79533022e+01 9.76972898e+01 -1.53298555e+02 7.53295116e+01] [ 2.65283871e+01 -1.98930004e+02 5.19939152e+02 -5.69808455e+02 2.23270919e+02]] | 6-degree polynomial coefficients of mode shapes in the flap direction (x^2..x^6, no linear or constant term)
rotorse.rs.frame.edge_mode_shapes | output |  | [[ 1.15352628 3.18132647 -11.41617579 13.07726487 -4.99594183] [ -2.29383498 10.076319 -25.13894803 30.32444889 -11.96798488] [ 0.69199026 12.16234663 -50.46069258 57.23022479 -18.62386909] [ -8.11626643 36.11995863 -38.67753623 -10.51622462 22.19006865] [ 21.9091039 -168.10091987 447.01088315 -496.62283125 196.80376408]] | 6-degree polynomial coefficients of mode shapes in the edge direction (x^2..x^6, no linear or constant term)
rotorse.rs.frame.tors_mode_shapes | output |  | [[0. 0. 0. 0. 0.] [0. 0. 0. 0. 0.] [0. 0. 0. 0. 0.] [0. 0. 0. 0. 0.] [0. 0. 0. 0. 0.]] | 6-degree polynomial coefficients of mode shapes in the torsional direction (x^2..x^6, no linear or constant term)
rotorse.rs.frame.all_mode_shapes | output |  | [[ 1.81791490e-01 5.69647674e+00 -1.24271960e+01 1.13437730e+01 -3.79484530e+00] [ 1.15352628e+00 3.18132647e+00 -1.14161758e+01 1.30772649e+01 -4.99594183e+00] [-7.00495543e-01 -2.20584606e+00 6.35719285e+00 -3.17244759e+00 7.21596339e-01] [-2.29383498e+00 1.00763190e+01 -2.51389480e+01 3.03244489e+01 -1.19679849e+01] [ 1.64785504e-01 9.07731625e+00 -3.04988047e+01 2.72159319e+01 -4.95922897e+00] [ 6.91990257e-01 1.21623466e+01 -5.04606926e+01 5.72302248e+01 -1.86238691e+01] [-7.74944105e-01 -1.79533022e+01 9.76972898e+01 -1.53298555e+02 7.53295116e+01] [-8.11626643e+00 3.61199586e+01 -3.86775362e+01 -1.05162246e+01 2.21900687e+01] [ 2.65283871e+01 -1.98930004e+02 5.19939152e+02 -5.69808455e+02 2.23270919e+02] [ 2.19091039e+01 -1.68100920e+02 4.47010883e+02 -4.96622831e+02 1.96803764e+02]] | 6-degree polynomial coefficients of mode shapes in the edge direction (x^2..x^6, no linear or constant term)
rotorse.rs.frame.flap_mode_freqs | output | Hz | [0.46827937 1.66793847 3.36953355 5.77056346 8.90161221] | Frequencies associated with mode shapes in the flap direction
rotorse.rs.frame.edge_mode_freqs | output | Hz | [ 0.68536419 2.23358651 4.75329067 7.91662122 11.76496139] | Frequencies associated with mode shapes in the edge direction
rotorse.rs.frame.tors_mode_freqs | output | Hz | [0. 0. 0. 0. 0.] | Frequencies associated with mode shapes in the torsional direction
rotorse.rs.frame.freqs | output | Hz | [0.46827937 0.68536419 1.66793847 2.23358651 2.98579789 3.36953355 4.75329067 5.77056346 5.78871272 7.91662122] | ration of 2nd and 1st natural frequencies, should be ratio of edgewise to flapwise
rotorse.rs.frame.freq_distance | output |  | [1.46357972] | ration of 2nd and 1st natural frequencies, should be ratio of edgewise to flapwise
rotorse.rs.frame.dx | output | m | [-0.00000000e+00 1.02061360e-02 4.10603274e-02 9.85773666e-02 2.23200126e-01 4.40844656e-01 7.33406025e-01 1.08808015e+00 1.50112425e+00 1.96807130e+00 2.48228877e+00 3.03882850e+00 3.63749666e+00 4.28371799e+00 4.98141826e+00 5.73148586e+00 6.53477409e+00 7.39114594e+00 8.30269547e+00 9.27796772e+00 1.03243954e+01 1.14434891e+01 1.26370078e+01 1.39095957e+01 1.52686656e+01 1.67311458e+01 1.83183931e+01 2.00319149e+01 2.18529818e+01 2.37517926e+01] | deflection of blade section in airfoil x-direction
rotorse.rs.frame.dy | output | m | [ 0.00000000e+00 -1.47388181e-03 -6.12250115e-03 -2.00268776e-02 -7.21961800e-02 -1.75514262e-01 -3.12351863e-01 -4.71808996e-01 -6.49198234e-01 -8.41126613e-01 -1.04451338e+00 -1.25707972e+00 -1.47751155e+00 -1.70528701e+00 -1.93986876e+00 -2.18068611e+00 -2.42743096e+00 -2.67993802e+00 -2.93809911e+00 -3.20188642e+00 -3.47132703e+00 -3.74630116e+00 -4.02644354e+00 -4.31114620e+00 -4.59977379e+00 -4.89184267e+00 -5.18643054e+00 -5.48219843e+00 -5.77749561e+00 -6.07095869e+00] | deflection of blade section in airfoil y-direction
rotorse.rs.frame.dz | output | m | [-0.00000000e+00 -8.05023760e-05 -1.83407472e-04 -3.10598258e-04 -4.69305765e-04 -6.32788921e-04 -7.95195755e-04 -9.51638243e-04 -1.09921340e-03 -1.23526696e-03 -1.35974956e-03 -1.47479270e-03 -1.58273320e-03 -1.68548697e-03 -1.78347122e-03 -1.87656527e-03 -1.96399804e-03 -2.04508195e-03 -2.11951483e-03 -2.18735824e-03 -2.24826116e-03 -2.30280230e-03 -2.35301997e-03 -2.40085006e-03 -2.44651790e-03 -2.49094387e-03 -2.53211025e-03 -2.56952850e-03 -2.60082713e-03 -2.62076823e-03] | deflection of blade section in airfoil z-direction
rotorse.rs.frame.EI11 | output | N*m**2 | [1.35241230e+11 1.11307196e+11 8.73331436e+10 1.42746233e+10 1.55481316e+10 2.09833431e+10 2.63379122e+10 2.37172320e+10 2.51565865e+10 2.65606636e+10 2.74277393e+10 2.64027984e+10 1.82731036e+10 1.62567098e+10 1.39820415e+10 1.19248603e+10 1.03409495e+10 9.01356651e+09 5.87169456e+09 4.42853170e+09 3.64682137e+09 2.78932608e+09 1.98592567e+09 1.32499896e+09 7.42007276e+08 3.53838663e+08 2.05705261e+08 1.02521286e+08 2.72850263e+07 1.26392513e+06] | stiffness w.r.t principal axis 1
rotorse.rs.frame.EI22 | output | N*m**2 | [1.35362311e+11 1.16592405e+11 1.05334402e+11 5.70634447e+10 5.87117762e+10 6.22919505e+10 6.74876273e+10 7.14721745e+10 7.51324892e+10 8.06886033e+10 8.44603747e+10 8.20742544e+10 7.26923929e+10 5.93536291e+10 4.51508268e+10 3.35848841e+10 2.51608467e+10 1.79197020e+10 1.17241550e+10 7.41559233e+09 5.33437441e+09 4.09915495e+09 3.15652866e+09 2.43848414e+09 1.43710472e+09 8.78463156e+08 5.63088029e+08 3.79699246e+08 2.23223186e+08 2.12619908e+07] | stiffness w.r.t principal axis 2
rotorse.rs.frame.alpha | output | deg | [-89.53509368 49.25279964 47.45915802 8.02263887 9.6646111 12.09245256 12.73880915 9.39015187 8.6377548 7.8101097 7.07024999 6.35870338 4.27552368 4.1363075 4.17663901 4.33787749 4.6384055 5.39915782 3.43329686 2.84265884 2.49411036 1.677266 1.02506189 0.88990213 0.58929159 0.24131451 0.37956202 0.53081653 0.49313752 0.57099758] | Angle between blade c.s. and principal axes
rotorse.rs.frame.M1 | output | N*m | [-1.28623813e+08 -1.21038827e+08 -1.80344466e+07 -5.67775468e+07 -8.37541512e+07 -8.19726920e+07 -7.84359228e+07 -7.45875316e+07 -6.96910322e+07 -6.39553526e+07 -5.82454273e+07 -5.26708031e+07 -4.73266280e+07 -4.20999291e+07 -3.70615256e+07 -3.22995834e+07 -2.78368157e+07 -2.36915990e+07 -1.98748390e+07 -1.63686577e+07 -1.31944426e+07 -1.03529128e+07 -7.84709622e+06 -5.68795812e+06 -3.87763503e+06 -2.41479662e+06 -1.30135606e+06 -5.35199504e+05 -1.11604634e+05 8.70406884e+00] | distribution along blade span of bending moment w.r.t principal axis 1
rotorse.rs.frame.M2 | output | N*m | [-1.85437300e+07 -1.71470176e+07 1.13150380e+08 9.06692141e+07 5.37366484e+07 4.22636137e+07 3.31033365e+07 2.36633937e+07 1.63791703e+07 1.25014169e+07 9.36681722e+06 6.67313599e+06 3.72333567e+06 1.56207463e+06 6.91763790e+05 2.34599684e+05 5.19673063e+04 9.12685954e+04 -3.02913083e+05 -8.04846854e+05 -9.16607747e+05 -9.26018310e+05 -8.66016194e+05 -7.07270189e+05 -5.11357420e+05 -3.32360286e+05 -1.80552704e+05 -7.31917539e+04 -1.53112874e+04 1.39297336e-01] | distribution along blade span of bending moment w.r.t principal axis 2
rotorse.rs.frame.F2 | output | N | [ 1.69857741e+06 1.69876359e+06 3.50644493e+05 9.76558031e+05 1.46272500e+06 1.51070679e+06 1.52724165e+06 1.53407842e+06 1.51711015e+06 1.47733669e+06 1.42808072e+06 1.37067567e+06 1.31185913e+06 1.25023617e+06 1.18334201e+06 1.11302490e+06 1.03888701e+06 9.60220815e+05 8.80056715e+05 7.99897931e+05 7.18561557e+05 6.35658110e+05 5.51899836e+05 4.67822961e+05 3.83953918e+05 3.01017112e+05 2.18974568e+05 1.37982686e+05 5.85409221e+04 -1.18321481e+03] | distribution along blade span of force w.r.t principal axis 2
rotorse.rs.frame.F3 | output | N | [ 7.03688954e+05 7.82239139e+05 8.23648571e+05 8.38502956e+05 8.36737015e+05 8.25842713e+05 8.09316486e+05 7.88328156e+05 7.62623656e+05 7.31200752e+05 6.93246749e+05 6.49177819e+05 6.00852866e+05 5.50123548e+05 4.98288419e+05 4.46393735e+05 3.94816257e+05 3.43983228e+05 2.94892830e+05 2.48080127e+05 2.03194794e+05 1.60609104e+05 1.21823987e+05 8.80674160e+04 6.07414766e+04 4.02388888e+04 2.49937283e+04 1.34383249e+04 4.95847575e+03 -4.95674612e-11] | axial resultant along blade span
rotorse.rs.strains.strainU_spar | output |  | [-3.77440164e-04 3.09843118e-04 -2.71046367e-03 -4.31092431e-03 -5.84555631e-03 -4.83054976e-03 -3.99269939e-03 -3.85444273e-03 -3.42400491e-03 -2.98689305e-03 -2.63396273e-03 -2.41994288e-03 -2.63077563e-03 -2.52210149e-03 -2.43982376e-03 -2.34968930e-03 -2.21755671e-03 -2.06347798e-03 -2.19083225e-03 -2.14343301e-03 -1.97892697e-03 -1.89593328e-03 -1.89333822e-03 -1.93921862e-03 -2.09703607e-03 -2.23068764e-03 -1.91443933e-03 -1.45050539e-03 -8.69261650e-04 6.81993827e-07] | strain in spar cap on upper surface at location xu,yu_strain with loads P_strain
rotorse.rs.strains.strainL_spar | output |  | [ 3.45836690e-04 -3.50776626e-04 2.67298093e-03 5.81961390e-03 5.99141563e-03 4.70782479e-03 3.80010686e-03 3.71120429e-03 3.23375405e-03 2.81546495e-03 2.48198101e-03 2.28501682e-03 2.53091736e-03 2.41161942e-03 2.33150494e-03 2.24543763e-03 2.11943375e-03 1.97176331e-03 2.13359289e-03 2.08703726e-03 1.92987365e-03 1.85322144e-03 1.85236962e-03 1.89639444e-03 2.04619168e-03 2.17430357e-03 1.86230177e-03 1.40384538e-03 8.33560767e-04 -6.79424809e-07] | strain in spar cap on lower surface at location xl,yl_strain with loads P_strain
rotorse.rs.strains.strainU_te | output |  | [ 2.35903562e-03 -2.32012146e-03 1.40772476e-03 -3.27348261e-03 -6.79868599e-04 -3.11761844e-05 1.95359618e-04 1.20259609e-04 2.45805024e-04 2.05789283e-04 1.69739872e-04 1.45522221e-04 1.11386721e-04 1.72228057e-04 2.07972022e-04 2.49562427e-04 2.93403718e-04 3.73022845e-04 3.95129343e-04 6.20437027e-04 6.83075826e-04 6.24800418e-04 5.73327272e-04 5.21098184e-04 -3.01320726e-04 -4.04049533e-05 -2.49359732e-05 1.98960481e-05 5.71661905e-05 -7.85854783e-08] | strain in trailing-edge panels on upper surface at location xu,yu_te with loads P_te
rotorse.rs.strains.strainL_te | output |  | [ 2.35903562e-03 -2.32012146e-03 1.40772476e-03 -2.86359762e-03 -2.18557305e-04 3.09329835e-04 4.54375061e-04 3.36867806e-04 4.36253376e-04 3.71154483e-04 3.15317680e-04 2.79850523e-04 2.57258802e-04 3.15177154e-04 3.50944753e-04 3.92876706e-04 4.35966206e-04 5.12355595e-04 5.58692288e-04 7.96342918e-04 8.53972000e-04 7.98516857e-04 7.56549684e-04 7.19191243e-04 -3.01320726e-04 -4.04049533e-05 -2.49359732e-05 1.98960481e-05 5.71661905e-05 -7.85854783e-08] | strain in trailing-edge panels on lower surface at location xl,yl_te with loads P_te
rotorse.rs.strains.axial_root_sparU_load2stress | output | m**2 | [ 0.00000000e+00 0.00000000e+00 -6.33468866e-01 -4.45552326e-05 5.27717391e-01 0.00000000e+00] | Linear conversion factors between loads [Fx-z; Mx-z] and axial stress in the upper spar cap at blade root
rotorse.rs.strains.axial_root_sparL_load2stress | output | m**2 | [ 0.00000000e+00 0.00000000e+00 -6.33468866e-01 -4.00247906e-05 -5.27672668e-01 0.00000000e+00] | Linear conversion factors between loads [Fx-z; Mx-z] and axial stress in the lower spar cap at blade root
rotorse.rs.strains.axial_maxc_teU_load2stress | output | m**2 | [ 0. 0. -0.91979565 -1.25573815 -0.22346061 0. ] | Linear conversion factors between loads [Fx-z; Mx-z] and axial stress in the upper trailing edge at blade max chord
rotorse.rs.strains.axial_maxc_teL_load2stress | output | m**2 | [ 0. 0. -0.91979565 -1.26455113 -0.28395328 0. ] | Linear conversion factors between loads [Fx-z; Mx-z] and axial stress in the lower trailing edge at blade max chord
rotorse.rs.tip_pos.tip_deflection | output | m | [22.802675] | deflection at tip in yaw x-direction
rotorse.rs.tot_loads_gust.Px_af | output | N/m | [ 2126.3455566 1481.28043562 1474.0329455 4089.43248475 5326.96158576 6729.58910362 8239.38770251 9304.5082309 10349.99971678 11659.97676654 13066.61000005 14400.84197531 13454.80908693 14367.42135472 15122.9201753 15822.86470593 16836.45972872 17885.55372738 17352.19511928 17551.24682507 18006.77767981 18254.3094363 18477.49778749 18753.77637615 18722.99887091 18532.45505312 18391.74128193 18034.00299604 17648.40550812 9292.66702949] | total distributed loads in airfoil x-direction
rotorse.rs.tot_loads_gust.Py_af | output | N/m | [ 301.77024079 1807.25839589 1892.24732823 454.84338533 -6.15571173 -412.97148651 -779.21212536 -1303.88832681 -1512.57266915 -1791.8977169 -2103.73978185 -2416.17783287 -1873.96495267 -2082.19921543 -2280.56084289 -2473.84353785 -2733.64058783 -2981.88464783 -2706.63610785 -2725.20614057 -2826.6470113 -2891.01316765 -2956.2776426 -3025.32192057 -2987.58249684 -3027.46692352 -2942.0305895 -2825.57858993 -2743.94909753 -1496.41788186] | total distributed loads in airfoil y-direction
rotorse.rs.tot_loads_gust.Pz_af | output | N/m | [-22365.58321204 -12776.4297615 -5749.44879186 -896.15028402 1686.20244205 3187.72305583 4205.83087829 5183.99141366 6315.76381727 7742.31137004 9237.66474888 10478.02441129 11141.74171562 11553.69188668 11636.46332007 11580.33814899 11494.5529441 11247.28074997 10714.93278397 10228.27644486 9852.65747658 9199.46090475 8152.34389565 6949.7720735 5275.38890529 3897.12056833 2923.30464162 2246.3872667 1547.35369914 670.98385947] | total distributed loads in airfoil z-direction
rotorse.stall_check.no_stall_constraint | output |  | [0. 0. 0. 0. 0. 0. 0. 0.60777705 0.58813583 0.57023116 0.55875906 0.56757884 0.65538082 0.67804942 0.70096006 0.71321705 0.71565941 0.71620694 0.84359007 0.90985093 0.94413605 0.97254606 1.00038139 1.01943056 1.03664719 1.03450723 1.02209543 1.00790328 0.87332028 0.89244767] | Constraint, ratio between angle of attack plus a margin and stall angle
rotorse.stall_check.stall_angle_along_span | output | deg | [1.00000000e-06 1.00000000e-06 6.22093575e+01 2.36015108e+01 2.20520511e+01 2.20475656e+01 2.00706996e+01 1.37036388e+01 1.35670248e+01 1.34598718e+01 1.33752988e+01 1.32328131e+01 1.15240901e+01 1.14552358e+01 1.14091758e+01 1.13761384e+01 1.13761384e+01 1.13761384e+01 9.43501656e+00 8.98553320e+00 8.98553320e+00 8.98553320e+00 8.98553320e+00 8.98553320e+00 8.81664739e+00 8.74608799e+00 8.74608799e+00 8.74608799e+00 9.77498883e+00 1.05201763e+01] | Stall angle along blade span
rotorse.total_bc.total_blade_cost | output | USD | [966306.87223512] | Total blade cost (variable and fixed). For segmented blades, this is the total of inner+outer+joint
rotorse.wt_class.V_mean | output | m/s | [10.]
rotorse.wt_class.V_extreme1 | output | m/s | [40.]
rotorse.wt_class.V_extreme50 | output | m/s | [70.]
tcons.constr_tower_f_NPmargin | output |  | [0.00438508] | constraint on tower frequency such that ratio of 3P/f is above or below gamma with constraint <= 0
tcons.constr_tower_f_1Pmargin | output |  | [-0.16692597] | constraint on tower frequency such that ratio of 1P/f is above or below gamma with constraint <= 0
tcons.tip_deflection_ratio | output |  | [1.08060385]
tcons.blade_tip_tower_clearance | output | m | [29.91178678]
towerse.env.Px | output | N/m | [1147.44032523 1322.29989504 1448.8704036 1550.6357216 1670.42829806 1770.86627662 1858.21399013 1891.34484824 1920.77733349 1946.98747653 1643.87054741 1363.59469824 1096.40809179]
towerse.env.Py | output | N/m | [0. 0. 0. 0. 0. 0. 0. 0. 0. 0. 0. 0. 0.]
towerse.env.Pz | output | N/m | [0. 0. 0. 0. 0. 0. 0. 0. 0. 0. 0. 0. 0.]
towerse.env.qdyn | output | N/m**2 | [148.37100206 170.01322289 185.3443089 197.46839981 211.51348103 223.10507465 233.05310985 238.43101747 243.45012723 248.16143491 252.31677445 256.26605948 260.03151155]
towerse.env.wind.U | output | m/s | [15.56400883 16.66051046 17.39548658 17.9554278 18.58300655 19.08541808 19.50627779 19.73005653 19.93663952 20.12862455 20.29644684 20.45467102 20.60439864]
towerse.env.windLoads.windLoads_Px | output | N/m | [1147.44032523 1322.29989504 1448.8704036 1550.6357216 1670.42829806 1770.86627662 1858.21399013 1891.34484824 1920.77733349 1946.98747653 1643.87054741 1363.59469824 1096.40809179]
towerse.env.windLoads.windLoads_Py | output | N/m | [0. 0. 0. 0. 0. 0. 0. 0. 0. 0. 0. 0. 0.]
towerse.env.windLoads.windLoads_Pz | output | N/m | [0. 0. 0. 0. 0. 0. 0. 0. 0. 0. 0. 0. 0.]
towerse.env.windLoads.windLoads_qdyn | output | N/m**2 | [148.37100206 170.01322289 185.3443089 197.46839981 211.51348103 223.10507465 233.05310985 238.43101747 243.45012723 248.16143491 252.31677445 256.26605948 260.03151155]
towerse.env.windLoads.windLoads_z | output | m | [ 15. 26.45340326 37.90680653 49.36020979 65.72221445 82.08421911 98.44622378 108.26342657 118.08062937 127.89783217 137.06055478 146.22327739 155.386 ]
towerse.env.windLoads.windLoads_beta | output | deg | [0.]
towerse.g2e.Px | output | N/m | [0. 0. 0. 0. 0. 0. 0. 0. 0. 0. 0. 0. 0.]
towerse.g2e.Py | output | N/m | [0. 0. 0. 0. 0. 0. 0. 0. 0. 0. 0. 0. 0.]
towerse.g2e.Pz | output | N/m | [-1147.44032523 -1322.29989504 -1448.8704036 -1550.6357216 -1670.42829806 -1770.86627662 -1858.21399013 -1891.34484824 -1920.77733349 -1946.98747653 -1643.87054741 -1363.59469824 -1096.40809179]
towerse.g2e.qdyn | output | Pa | [148.37100206 170.01322289 185.3443089 197.46839981 211.51348103 223.10507465 233.05310985 238.43101747 243.45012723 248.16143491 252.31677445 256.26605948 260.03151155]
towerse.constr_d_to_t | output |  | [169.63914042 322.52775629 739.8351216 569.98567105]
towerse.constr_taper | output |  | [1. 1. 0.98127076 0.55586548]
towerse.slope | output |  | [1. 1. 0.98127076 0.55586548]
towerse.thickness_slope | output |  | [0.52596757 0.43186299 1.00020283]
towerse.member.nu_full | output |  | [0.26103405 0.26103405 0.26103405 0.26103405 0.26103405 0.26103405 0.26103405 0.26103405 0.26103405 0.26103405 0.26103405 0.26103405]
towerse.member.nodes_r | output | m | [5.5 5.5 5.5 5.5 5.5 5.5 5.5 5.46566306 5.43132612 5.39698918 4.59799278 3.79899639 3. ]
towerse.member.center_of_buoyancy | output | m | [0. 0. 0.]
towerse.member.displacement | output | m**3 | [0.]
towerse.member.buoyancy_force | output | N | [0.]
towerse.member.idx_cb | output |  | [0.]
towerse.member.Awater | output | m**2 | [0.]
towerse.member.Iwaterx | output | m**4 | [0.]
towerse.member.Iwatery | output | m**4 | [0.]
towerse.member.added_mass | output | kg | [0. 0. 0. 0. 0. 0.]
towerse.member.waterline_centroid | output | m | [0. 0.]
towerse.member.z_dim | output | m | [ 15. 26.45340326 37.90680653 49.36020979 65.72221445 82.08421911 98.44622378 108.26342657 118.08062937 127.89783217 137.06055478 146.22327739 155.386 ]
towerse.member.d_eff | output | m | [11. 11. 11. 11. 11. 11. 11. 10.93132612 10.86265223 10.79397835 9.19598557 7.59799278 6. ]
towerse.tower_section_height | output | m | [34.36020979 49.08601399 29.45160839 27.48816783]
towerse.member.sigma_ult | output | Pa | [4.5e+08 4.5e+08 4.5e+08 4.5e+08]
towerse.member.wohler_exp | output |  | [3. 3. 3. 3.]
towerse.member.wohler_A | output |  | [3.55346484e+10 3.55346484e+10 3.55346484e+10 3.55346484e+10]
towerse.member.ballast_density | output | kg/m**3 | []
towerse.member.ballast_unit_cost | output | USD/kg | []
towerse.z_param | output | m | [ 15. 49.36020979 98.44622378 127.89783217 155.386 ]
towerse.member.sec_loc | output |  | [0. 0.38116592 0.73991031 1. ] | normalized sectional location
towerse.member.str_tw | output | deg | [0. 0. 0. 0.] | structural twist of section
towerse.member.tw_iner | output | deg | [0. 0. 0. 0.] | inertial twist of section
towerse.member.mass_den | output | kg/m | [18591.73313475 9806.1357843 4202.60850758 3237.79160921] | sectional mass per unit length
towerse.member.foreaft_iner | output | kg*m | [277904.23454224 147400.9341642 62211.11114727 28436.89781904] | sectional fore-aft intertia per unit length about the Y_G inertia axis
towerse.member.sideside_iner | output | kg*m | [277904.23454224 147400.9341642 62211.11114727 28436.89781904] | sectional side-side intertia per unit length about the Y_G inertia axis
towerse.member.foreaft_stff | output | N*m**2 | [6.65957907e+12 3.53225339e+12 1.49080065e+12 6.81449744e+11] | sectional fore-aft bending stiffness per unit length about the Y_E elastic axis
towerse.member.sideside_stff | output | N*m**2 | [6.65957907e+12 3.53225339e+12 1.49080065e+12 6.81449744e+11] | sectional side-side bending stiffness per unit length about the Y_E elastic axis
towerse.member.tor_stff | output | N*m**2 | [5.28104620e+12 2.80107694e+12 1.18220492e+12 5.40389647e+11] | sectional torsional stiffness
towerse.member.axial_stff | output | N | [4.45524398e+11 2.34990074e+11 1.00709526e+11 7.75890632e+10] | sectional axial stiffness
towerse.member.cg_offst | output | m | [0. 0. 0. 0.] | offset from the sectional center of mass
towerse.member.sc_offst | output | m | [0. 0. 0. 0.] | offset from the sectional shear center
towerse.member.tc_offst | output | m | [0. 0. 0. 0.] | offset from the sectional tension center
towerse.member.axial_load2stress | output | m**2 | [[0. 0. 0.4489092 0.1651756 0.1651756 0. ] [0. 0. 0.85109978 0.31141594 0.31141594 0. ] [0. 0. 1.98590946 0.73094878 0.73094878 0. ] [0. 0. 2.57768288 1.23222428 1.23222428 0. ]]
towerse.member.shear_load2stress | output | m**2 | [[0.73736566 0.73736566 0. 0. 0. 0.0825878 ] [1.3997707 1.3997707 0. 0. 0. 0.15570797] [3.2686954 3.2686954 0. 0. 0. 0.36547439] [4.24196409 4.24196409 0. 0. 0. 0.61611214]]
towerse.member.labor_hours | output | h | [632.12314416]
towerse.tower_cost | output | USD | [3577889.97172553]
towerse.member.section_D | output | m | [11. 11. 11. 11. 11. 11. 10.96566306 10.89698918 10.82831529 9.99498196 8.39698918 6.79899639]
towerse.member.section_t | output | m | [0.06938257 0.06938257 0.06938257 0.03649298 0.03649298 0.03649298 0.01575997 0.01575997 0.01575997 0.01576317 0.01576317 0.01576317]
towerse.member.section_sigma_y | output | Pa | [3.45e+08 3.45e+08 3.45e+08 3.45e+08 3.45e+08 3.45e+08 3.45e+08 3.45e+08 3.45e+08 3.45e+08 3.45e+08 3.45e+08]
towerse.post.axial_stress | output | Pa | [[ 8.31555473e+07] [ 7.59887295e+07] [ 6.88032030e+07] [ 1.09123615e+08] [ 8.85148586e+07] [ 6.78743231e+07] [ 1.27603881e+08] [ 9.91775415e+07] [ 6.99699719e+07] [ 4.98641314e+07] [ 2.62435126e+07] [-1.37438433e+07]]
towerse.post.shear_stress | output | Pa | [[ 4313932.64880266] [ 4314656.04243291] [ 4315315.20007564] [ 8180140.39005224] [ 8182101.64736799] [ 8183700.77035207] [18973585.19268669] [19121240.7619975 ] [19270929.84273336] [21270988.21915279] [26491412.80170371] [34851225.80589025]]
towerse.post.hoop_stress | output | Pa | [[-13423.01050469] [-14981.79717568] [-16139.30153486] [-32874.7566273 ] [-34935.48226207] [-36666.87939389] [-87636.83332205] [-89007.67853717] [-90231.93578423] [-84763.12273975] [-72344.08626214] [-59440.60269852]]
towerse.post.hoop_stress_euro | output | Pa | [[0.] [0.] [0.] [0.] [0.] [0.] [0.] [0.] [0.] [0.] [0.] [0.]]
towerse.post.constr_stress | output |  | [[0.4247469 ] [0.38845415] [0.35209888] [0.55984946] [0.45609364] [0.35281382] [0.67051281] [0.5321133 ] [0.39456636] [0.3155566 ] [0.26898461] [0.31489467]]
towerse.post.constr_shell_buckling | output |  | [[0.06651749] [0.06283648] [0.05927732] [0.2093631 ] [0.20123316] [0.193179 ] [1.00427126] [0.99194812] [0.97976489] [0.96344694] [1.00820513] [1.08925955]]
towerse.post.constr_global_buckling | output |  | [[1.23802766] [1.12292797] [1.00810554] [1.63032935] [1.33415307] [1.03959996] [2.06951969] [1.68930974] [1.29877041] [1.09097207] [0.92013848] [0.52197806]]
towerse.height_constraint | output | m | [5.614]
towerse.transition_piece_height | output | m | [15.]
towerse.z_start | output | m | [15.]
towerse.tower.section_L | output | m | [11.45340326 11.45340326 11.45340326 16.36200466 16.36200466 16.36200466 9.8172028 9.8172028 9.8172028 9.16272261 9.16272261 9.16272261]
towerse.tower.f1 | output | Hz | [0.31024552]
towerse.tower.f2 | output | Hz | [0.3158731]
towerse.tower.structural_frequencies | output | Hz | [0.31024552 0.3158731 0.83560008 1.04431673 1.25151888 3.19073391]
towerse.tower.fore_aft_modes | output |  | [[ 8.64864634e-01 1.73596187e-01 -2.42757122e-01 4.41246660e-01 -2.36950359e-01] [ 1.19872837e+01 2.48413153e+01 -9.56726879e+01 1.13784571e+02 -5.39404824e+01] [-6.32729307e+01 1.44852462e+02 -2.33243606e+02 2.92540639e+02 -1.39876564e+02]]
towerse.tower.side_side_modes | output |  | [[ 8.55183839e-01 1.22645593e-01 -7.51591000e-02 2.38816429e-01 -1.41486762e-01] [ 6.07947861e+00 1.57622452e+01 -5.64773036e+01 6.76746238e+01 -3.20390440e+01] [-6.20028951e+01 1.39292403e+02 -2.22528792e+02 2.79981463e+02 -1.33742179e+02]]
towerse.tower.torsion_modes | output |  | [[ 4.40997955 -17.37635983 32.96221818 -27.72077667 8.72493877] [ 0. 0. 0. 0. 0. ] [ 0. 0. 0. 0. 0. ]]
towerse.tower.fore_aft_freqs | output | Hz | [0.3158731 1.25151888 3.23512084]
towerse.tower.side_side_freqs | output | Hz | [0.31024552 1.04431673 3.19073391]
towerse.tower.torsion_freqs | output | Hz | [5.05227344 0. 0. ]
towerse.tower.tower_deflection | output | m | [[0. ] [0.00621998] [0.02327713] [0.05021105] [0.11217732] [0.20313682] [0.31776236] [0.40084951] [0.49672608] [0.60287308] [0.70977138] [0.8240944 ] [0.9445928 ]]
towerse.tower.top_deflection | output | m | [0.9445928]
towerse.tower.tower_Fz | output | N | [[-18367831.80611994] [-16263974.62738994] [-14158822.91439162] [-12559328.52503735] [-10958050.44471871] [ -9355251.45229385] [ -8929889.05012082] [ -8506775.81656084] [ -8085945.3826386 ] [ -7723272.84857435] [ -7418708.08301206] [ -7172088.14486112]]
towerse.tower.tower_Vx | output | N | [[4525903.37362015] [4526899.13814303] [4527807.79955141] [4528362.12903592] [4529784.33134936] [4530947.84903224] [4527133.03083517] [4527399.23541985] [4527608.32024438] [4527451.62698166] [4527236.02811077] [4526957.77028984]]
towerse.tower.tower_Vy | output | N | [[18885.19176268] [18891.83967124] [18898.12574409] [18902.43573336] [18913.47354991] [18923.42854752] [18895.58483556] [18898.54452545] [18901.2763359 ] [18901.03179466] [18900.64092938] [18900.59613354]]
towerse.tower.tower_Mxx | output | N*m | [[-3929590.2381356 ] [-3711276.85533966] [-3492087.5269438 ] [-3177112.33950915] [-2859981.87054676] [-2541675.30837739] [-2350248.50898626] [-2157850.27114177] [-1964665.23583676] [-1783718.17967414] [-1601863.75861456] [-1418389.44133143]]
towerse.tower.tower_Myy | output | N*m | [[ 5.88584239e+08] [ 5.36440403e+08] [ 4.84171819e+08] [ 4.09252237e+08] [ 3.34066014e+08] [ 2.58766112e+08] [ 2.13561582e+08] [ 1.68279292e+08] [ 1.22950205e+08] [ 8.06214488e+07] [ 3.82741592e+07] [-4.08414237e+06]]
towerse.tower.tower_Mzz | output | N*m | [[12653490.01353233] [12653349.27357605] [12653208.42233997] [12653916.78458267] [12653713.74256221] [12653510.48064429] [12654873.16173143] [12654764.53015652] [12654655.19116583] [12654730.48353146] [12655088.86781744] [12655643.73014146]]
towerse.tower.turbine_F | output | N | [[ 4.52533242e+06] [ 1.88815643e+04] [-2.04699800e+07]]
towerse.tower.turbine_M | output | N*m | [[-4.14665092e+06] [ 6.40541027e+08] [ 1.26521197e+07]]
towerse.turbine_mass | output | kg | [2352972.76484764]
towerse.turbine_center_of_mass | output | m | [-3.00680944e+00 -5.19641841e-02 9.59793019e+01]
towerse.turbine_I_base | output | kg*m**2 | [2.98509554e+10 2.96480369e+10 3.97096471e+08 7.49566627e+02 9.60518740e+06 2.46798707e+05]
af_3d.cl_corrected | output |  | [[[[-3.25260652e-19]] [[ 3.46944695e-18]] [[-1.38777878e-17]] ... [[ 3.38271078e-17]] [[-1.73472348e-18]] [[-3.57786717e-18]]] [[[-3.25260652e-19]] [[ 3.46944695e-18]] [[-1.38777878e-17]] ... [[ 3.38271078e-17]] [[-1.73472348e-18]] [[-3.57786717e-18]]] [[[ 2.73078505e-06]] [[ 2.98091593e-03]] [[ 6.06291339e-03]] ... [[-6.92034637e-03]] [[-3.91267001e-03]] [[ 2.73078505e-06]]] ... [[[ 9.21676640e-03]] [[ 2.51471281e-01]] [[ 4.27156974e-01]] ... [[-3.71288339e-01]] [[-2.06675555e-01]] [[ 9.21676640e-03]]] [[[ 3.09216345e-03]] [[ 2.32480415e-01]] [[ 4.50210209e-01]] ... [[-4.32384247e-01]] [[-2.18147196e-01]] [[ 3.09218622e-03]]] [[[-1.53642952e-08]] [[ 2.24280087e-01]] [[ 4.60935912e-01]] ... [[-4.60935912e-01]] [[-2.24280087e-01]] [[ 1.53642952e-08]]]] | Lift coefficient corrected with CCBlade.Polar.
af_3d.cd_corrected | output |  | [[[[0.5 ]] [[0.5 ]] [[0.5 ]] ... [[0.5 ]] [[0.5 ]] [[0.5 ]]] [[[0.5 ]] [[0.5 ]] [[0.5 ]] ... [[0.5 ]] [[0.5 ]] [[0.5 ]]] [[[0.49137702]] [[0.49043419]] [[0.48892981]] ... [[0.48965496]] [[0.49070562]] [[0.49137702]]] ... [[[0.0181314 ]] [[0.02483905]] [[0.04066577]] ... [[0.040122 ]] [[0.02443972]] [[0.0181314 ]]] [[[0.01948591]] [[0.02537717]] [[0.04093476]] ... [[0.04032334]] [[0.02497146]] [[0.01948591]]] [[[0.0198 ]] [[0.02572598]] [[0.04114402]] ... [[0.04047996]] [[0.02538511]] [[0.0198 ]]]] | Drag coefficient corrected with CCBlade.Polar.
af_3d.cm_corrected | output |  | [[[[-4.06575815e-20]] [[-3.90312782e-18]] [[ 8.67361738e-19]] ... [[-1.73472348e-18]] [[ 3.03576608e-18]] [[-3.38813179e-21]]] [[[-4.06575815e-20]] [[-3.90312782e-18]] [[ 8.67361738e-19]] ... [[-1.73472348e-18]] [[ 3.03576608e-18]] [[-3.38813179e-21]]] [[[ 4.36640486e-06]] [[ 1.62642880e-03]] [[ 3.08066092e-03]] ... [[-3.62633011e-03]] [[-1.91565467e-03]] [[ 4.36640486e-06]]] ... [[[ 2.63288849e-05]] [[ 1.38197125e-01]] [[ 2.18248197e-01]] ... [[-2.19142237e-01]] [[-1.37131107e-01]] [[ 2.63288849e-05]]] [[[ 8.41607132e-06]] [[ 1.20935538e-01]] [[ 2.27726470e-01]] ... [[-2.27946656e-01]] [[-1.20522643e-01]] [[ 8.42749206e-06]]] [[[-7.71299959e-09]] [[ 1.12680187e-01]] [[ 2.31783829e-01]] ... [[-2.31710912e-01]] [[-1.12584318e-01]] [[ 7.70271561e-09]]]] | Moment coefficient corrected with CCblade.Polar.
airfoils.ac | output |  | [0.275 0.5 0.275 0.275 0.275 0.275 0.275] | 1D array of the aerodynamic centers of each airfoil.
airfoils.r_thick | output |  | [0.4 1. 0.3 0.21 0.25 0.35 0.17] | 1D array of the relative thicknesses of each airfoil.
airfoils.aoa | output | rad | [-3.14159265 -3.08923278 -3.0368729 -2.98451302 -2.93215314 -2.87979327 -2.82743339 -2.77507351 -2.72271363 -2.67035376 -2.61799388 -2.565634 -2.51327412 -2.46091425 -2.40855437 -2.35619449 -2.30383461 -2.25147474 -2.19911486 -2.14675498 -2.0943951 -2.04203522 -1.98967535 -1.93731547 -1.88495559 -1.83259571 -1.78023584 -1.72787596 -1.67551608 -1.6231562 -1.57079633 -1.51843645 -1.46607657 -1.41371669 -1.36135682 -1.30899694 -1.25663706 -1.20427718 -1.15191731 -1.09955743 -1.04719755 -0.99483767 -0.9424778 -0.89011792 -0.83775804 -0.78539816 -0.73303829 -0.68067841 -0.62831853 -0.57595865 -0.52359878 -0.51302102 -0.50244327 -0.49186552 -0.48128776 -0.47071001 -0.46013226 -0.4495545 -0.43897675 -0.428399 -0.41782125 -0.40724349 -0.39666574 -0.38608799 -0.37551023 -0.36493248 -0.35435473 -0.34377697 -0.33319922 -0.32262147 -0.31204371 -0.30146596 -0.29088821 -0.28031046 -0.2697327 -0.25915495 -0.2485772 -0.23799944 -0.22742169 -0.21684394 -0.20626618 -0.19568843 -0.18511068 -0.17453293 -0.16395517 -0.15337742 -0.14279967 -0.13222191 -0.12164416 -0.11106641 -0.10048865 -0.0899109 -0.07933315 -0.06875539 -0.05817764 -0.04759989 -0.03702214 -0.02644438 -0.01586663 -0.00528888 0.00528888 0.01586663 0.02644438 0.03702214 0.04759989 0.05817764 0.06875539 0.07933315 0.0899109 0.10048865 0.11106641 0.12164416 0.13222191 0.14279967 0.15337742 0.16395517 0.17453293 0.18511068 0.19568843 0.20626618 0.21684394 0.22742169 0.23799944 0.2485772 0.25915495 0.2697327 0.28031046 0.29088821 0.30146596 0.31204371 0.32262147 0.33319922 0.34377697 0.35435473 0.36493248 0.37551023 0.38608799 0.39666574 0.40724349 0.41782125 0.428399 0.43897675 0.4495545 0.46013226 0.47071001 0.48128776 0.49186552 0.50244327 0.51302102 0.52359878 0.57595865 0.62831853 0.68067841 0.73303829 0.78539816 0.83775804 0.89011792 0.9424778 0.99483767 1.04719755 1.09955743 1.15191731 1.20427718 1.25663706 1.30899694 1.36135682 1.41371669 1.46607657 1.51843645 1.57079633 1.6231562 1.67551608 1.72787596 1.78023584 1.83259571 1.88495559 1.93731547 1.98967535 2.04203522 2.0943951 2.14675498 2.19911486 2.25147474 2.30383461 2.35619449 2.40855437 2.46091425 2.51327412 2.565634 2.61799388 2.67035376 2.72271363 2.77507351 2.82743339 2.87979327 2.93215314 2.98451302 3.0368729 3.08923278 3.14159265] | 1D array of the angles of attack used to define the polars of the airfoils. All airfoils defined in openmdao share this grid.
airfoils.Re | output |  | [1000000.] | 1D array of the Reynolds numbers used to define the polars of the airfoils. All airfoils defined in openmdao share this grid.
airfoils.cl | output |  | [[[[ 1.27742998e-02]] [[ 1.42693272e-01]] [[ 2.58637012e-01]] ... [[-2.66800672e-01]] [[-1.38782724e-01]] [[ 1.27742998e-02]]] [[[ 0.00000000e+00]] [[ 0.00000000e+00]] [[ 0.00000000e+00]] ... [[ 0.00000000e+00]] [[ 0.00000000e+00]] [[ 0.00000000e+00]]] [[[ 4.96420961e-02]] [[ 1.87282479e-01]] [[ 3.10020952e-01]] ... [[-3.20759911e-01]] [[-1.62662921e-01]] [[ 4.96420961e-02]]] ... [[[-2.61646824e-03]] [[ 2.32069003e-01]] [[ 4.60318188e-01]] ... [[-4.60746100e-01]] [[-2.33089501e-01]] [[-2.61646824e-03]]] [[[ 1.80442976e-02]] [[ 1.49402929e-01]] [[ 2.66763118e-01]] ... [[-2.71122153e-01]] [[-1.39129728e-01]] [[ 1.80442976e-02]]] [[[-1.53642952e-08]] [[ 2.24280087e-01]] [[ 4.60935912e-01]] ... [[-4.60935912e-01]] [[-2.24280087e-01]] [[ 1.53642952e-08]]]] | 4D array with the lift coefficients of the airfoils. Dimension 0 is along the different airfoils defined in the yaml, dimension 1 is along the angles of attack, dimension 2 is along the Reynolds number, dimension 3 is along the number of tabs, which may describe multiple sets at the same station, for example in presence of a flap.
airfoils.cd | output |  | [[[[0.06162547]] [[0.06296798]] [[0.06920074]] ... [[0.07156878]] [[0.06373137]] [[0.06162547]]] [[[0.5 ]] [[0.5 ]] [[0.5 ]] ... [[0.5 ]] [[0.5 ]] [[0.5 ]]] [[[0.02308492]] [[0.03208652]] [[0.05037982]] ... [[0.05179242]] [[0.0324726 ]] [[0.02308492]]] ... [[[0.01677446]] [[0.02683965]] [[0.04620442]] ... [[0.04768644]] [[0.02744935]] [[0.01677446]]] [[[0.03773591]] [[0.04508672]] [[0.06158979]] ... [[0.05995048]] [[0.04432275]] [[0.03773591]]] [[[0.0198 ]] [[0.02572598]] [[0.04114402]] ... [[0.04047996]] [[0.02538511]] [[0.0198 ]]]] | 4D array with the drag coefficients of the airfoils. Dimension 0 is along the different airfoils defined in the yaml, dimension 1 is along the angles of attack, dimension 2 is along the Reynolds number, dimension 3 is along the number of tabs, which may describe multiple sets at the same station, for example in presence of a flap.
airfoils.cm | output |  | [[[[ 3.70854259e-04]] [[ 5.78906867e-02]] [[ 1.09442053e-01]] ... [[-1.20140868e-01]] [[-6.33445740e-02]] [[ 3.70854259e-04]]] [[[ 0.00000000e+00]] [[ 0.00000000e+00]] [[ 0.00000000e+00]] ... [[ 0.00000000e+00]] [[ 0.00000000e+00]] [[ 0.00000000e+00]]] [[[-1.86042725e-07]] [[ 8.25025552e-02]] [[ 1.70228612e-01]] ... [[-1.69531819e-01]] [[-8.25480839e-02]] [[-1.86042725e-07]]] ... [[[-5.55629713e-07]] [[ 1.10572981e-01]] [[ 2.27490820e-01]] ... [[-2.27669873e-01]] [[-1.10610368e-01]] [[-5.55629713e-07]]] [[[ 4.09061074e-04]] [[ 5.80698162e-02]] [[ 1.09744885e-01]] ... [[-1.18962339e-01]] [[-6.27004305e-02]] [[ 4.09061074e-04]]] [[[-7.71299959e-09]] [[ 1.12680187e-01]] [[ 2.31783829e-01]] ... [[-2.31710912e-01]] [[-1.12584318e-01]] [[ 7.70271560e-09]]]] | 4D array with the moment coefficients of the airfoils. Dimension 0 is along the different airfoils defined in the yaml, dimension 1 is along the angles of attack, dimension 2 is along the Reynolds number, dimension 3 is along the number of tabs, which may describe multiple sets at the same station, for example in presence of a flap.
airfoils.coord_xy | output |  | [[[ 1.00000000e+00 -3.47000010e-03] [ 9.82059782e-01 4.47998271e-04] [ 9.63825795e-01 2.56230054e-03] ... [ 9.66589031e-01 1.42523879e-02] [ 9.83283080e-01 8.83657527e-03] [ 1.00000000e+00 3.47000010e-03]] [[ 1.00000000e+00 0.00000000e+00] [ 9.99310113e-01 -2.24586628e-02] [ 9.97715675e-01 -4.48159779e-02] ... [ 9.97767307e-01 4.41944433e-02] [ 9.99327246e-01 2.21465777e-02] [ 1.00000000e+00 -5.92245437e-18]] [[ 1.00000000e+00 -2.46000000e-03] [ 9.79182514e-01 2.21522127e-03] [ 9.58045687e-01 5.01713457e-03] ... [ 9.60781257e-01 1.32444951e-02] [ 9.80406715e-01 7.93618866e-03] [ 1.00000000e+00 2.46000000e-03]] ... [[ 1.00000000e+00 -2.13100000e-03] [ 9.77589551e-01 1.91382544e-03] [ 9.55115490e-01 5.46087449e-03] ... [ 9.57108237e-01 1.39643103e-02] [ 9.78595852e-01 8.23338042e-03] [ 1.00000000e+00 2.13100000e-03]] [[ 1.00000000e+00 -2.83000000e-03] [ 9.81183777e-01 1.62237678e-03] [ 9.62006541e-01 4.01671112e-03] ... [ 9.64854654e-01 1.29112589e-02] [ 9.82422420e-01 7.86900286e-03] [ 1.00000000e+00 2.83000000e-03]] [[ 1.00000000e+00 -1.56966672e-03] [ 9.76316764e-01 1.02847187e-03] [ 9.52601299e-01 3.04112178e-03] ... [ 9.53511819e-01 1.21364556e-02] [ 9.76793838e-01 7.07018392e-03] [ 1.00000000e+00 1.56966672e-03]]] | 3D array of the x and y airfoil coordinates of the n_af airfoils.
airfoils.name | output | Unavailable | ['DU40_A17', 'Cylinder', 'DU30_A17', 'DU21_A17', 'DU25_A17', 'DU35_A17', 'DU17_A17'] | 1D array of names of airfoils.
blade.compute_coord_xy_dim.coord_xy_dim | output | m | [[[ 2.50000000e+00 2.16840434e-18] [ 2.49655057e+00 -1.12293314e-01] [ 2.48857837e+00 -2.24079889e-01] ... [ 2.48883653e+00 2.20972216e-01] [ 2.49663623e+00 1.10732888e-01] [ 2.50000000e+00 -3.46944695e-17]] [[ 2.50000000e+00 2.16840434e-18] [ 2.49655057e+00 -1.12293314e-01] [ 2.48857837e+00 -2.24079889e-01] ... [ 2.48883653e+00 2.20972216e-01] [ 2.49663623e+00 1.10732888e-01] [ 2.50000000e+00 -3.46944695e-17]] [[ 2.51815898e+00 -7.80929181e-04] [ 2.51295796e+00 -1.10050251e-01] [ 2.50337400e+00 -2.18625575e-01] ... [ 2.50395045e+00 2.17891076e-01] [ 2.51320350e+00 1.09665656e-01] [ 2.51815898e+00 7.55395796e-04]] ... [[ 1.92781412e+00 -4.94120685e-03] [ 1.86621359e+00 3.60897196e-03] [ 1.80445197e+00 1.01658054e-02] ... [ 1.80733875e+00 3.89066102e-02] [ 1.86773962e+00 2.23639687e-02] [ 1.92781412e+00 5.37060646e-03]] [[ 1.74266346e+00 -3.94997610e-03] [ 1.68591352e+00 2.58477737e-03] [ 1.62907017e+00 7.54999065e-03] ... [ 1.63121526e+00 3.05938613e-02] [ 1.68704695e+00 1.74740008e-02] [ 1.74266346e+00 3.97065222e-03]] [[ 8.62750000e-01 -1.90320553e-03] [ 8.34566949e-01 1.26405505e-03] [ 8.06345545e-01 3.66945232e-03] ... [ 8.07429065e-01 1.42796353e-02] [ 8.35134668e-01 8.14627269e-03] [ 8.62750000e-01 1.83260127e-03]]] | 3D array of the dimensional x and y airfoil coordinates of the airfoils interpolated along span for n_span stations. The origin is placed at the pitch axis.
blade.compute_coord_xy_dim.coord_xy_dim_twisted | output | m | [[[ 2.50000000e+00 2.16840434e-18] [ 2.49655057e+00 -1.12293314e-01] [ 2.48857837e+00 -2.24079889e-01] ... [ 2.48883653e+00 2.20972216e-01] [ 2.49663623e+00 1.10732888e-01] [ 2.50000000e+00 -3.46944695e-17]] [[ 1.89414030e+00 1.63163493e+00] [ 1.96481549e+00 1.54430392e+00] [ 2.03173326e+00 1.45440506e+00] ... [ 1.74146384e+00 1.79177000e+00] [ 1.81932146e+00 1.71333700e+00] [ 1.89414030e+00 1.63163493e+00]] [[ 1.91001975e+00 1.64102097e+00] [ 1.97730961e+00 1.55477185e+00] [ 2.04082347e+00 1.46619170e+00] ... [ 1.75669100e+00 1.79757646e+00] [ 1.83426079e+00 1.72154167e+00] [ 1.90901821e+00 1.64218596e+00]] ... [[ 1.92525012e+00 -9.95171033e-02] [ 1.86414326e+00 -8.79549938e-02] [ 1.80277771e+00 -7.83759264e-02] ... [ 1.80707108e+00 -4.98113628e-02] [ 1.86658760e+00 -6.92974525e-02] [ 1.92575604e+00 -8.92177080e-02]] [[ 1.74003378e+00 -9.57809898e-02] [ 1.68370707e+00 -8.62646555e-02] [ 1.62720437e+00 -7.83107577e-02] ... [ 1.63056087e+00 -5.54119519e-02] [ 1.68562357e+00 -7.14558519e-02] [ 1.74045119e+00 -8.78713676e-02]] [[ 8.60895935e-01 -5.65630122e-02] [ 8.32970188e-01 -5.16164442e-02] [ 8.04957893e-01 -4.74277787e-02] ... [ 8.06711494e-01 -3.69075657e-02] [ 8.33972821e-01 -4.47840251e-02] [ 8.61132634e-01 -5.28347116e-02]]] | 3D array of the dimensional x and y airfoil coordinates of the airfoils interpolated along span for n_span stations. The origin is placed at the pitch axis.
blade.compute_coord_xy_dim.wetted_area | output | m**2 | [244.75196999] | The wetted (painted) surface area of the blade
blade.compute_coord_xy_dim.projected_area | output | m**2 | [258.87516342] | The projected surface area of the blade
blade.compute_reynolds.Re | output |  | [ 2901794.7018446 3285057.38561206 3825197.74524974 4784326.86226595 5989365.00305901 7521675.92183614 9182375.1017543 10699328.46663272 11875755.93241945 13071340.50407393 14240762.33500393 15219423.48527809 15964415.99813857 16408607.13913439 16563413.7015362 16617655.9680496 16744935.8165936 16886361.9692619 16927386.03551312 16891975.77210638 16723755.82559845 16355067.78479203 16023235.24822321 15749540.37904395 15352704.74492093 14770834.49346194 14187025.55190368 13478209.45023914 12616014.68357539 6400061.41259502]
blade.fatigue.sparU_sigma_ult | output | Pa | [1.546e+09]
blade.fatigue.sparU_wohlerA | output | Pa | [1.546e+09]
blade.fatigue.sparU_wohlerexp | output |  | [16.1]
blade.fatigue.sparL_sigma_ult | output | Pa | [1.546e+09]
blade.fatigue.sparL_wohlerA | output | Pa | [1.546e+09]
blade.fatigue.sparL_wohlerexp | output |  | [16.1]
blade.fatigue.teU_sigma_ult | output | Pa | [6.092e+08]
blade.fatigue.teU_wohlerA | output | Pa | [6.092e+08]
blade.fatigue.teU_wohlerexp | output |  | [10.]
blade.fatigue.teL_sigma_ult | output | Pa | [6.092e+08]
blade.fatigue.teL_wohlerA | output | Pa | [6.092e+08]
blade.fatigue.teL_wohlerexp | output |  | [10.]
blade.high_level_blade_props.rotor_diameter | output | m | [270.] | Diameter of the rotor used in WISDEM. It is defined as two times the blade length plus the hub diameter.
blade.high_level_blade_props.r_blade | output | m | [ 5. 9.47044367 13.94088637 18.41133002 22.88177388 27.35221707 31.82265979 36.29310292 40.76354712 45.23399014 49.70443332 54.174877 58.64531966 63.11576334 67.58620723 72.05665059 76.52709335 80.99753722 85.46798004 89.93842337 94.40886704 98.87931006 103.34975306 107.82019703 112.29064072 116.76108387 121.23152771 125.70197049 130.17241344 134.64285714] | 1D array of the dimensional spanwise grid defined along the rotor (hub radius to blade tip projected on the plane)
blade.high_level_blade_props.rotor_radius | output | m | [134.64285714] | Scalar of the rotor radius, defined ignoring prebend and sweep curvatures, and cone and uptilt angles.
blade.high_level_blade_props.blade_ref_axis | output | m | [[ 0. 0. 0. ] [ 0. 0. 4.47044367] [ 0. 0. 8.94088637] [ 0. 0. 13.41133002] [ 0. 0. 17.88177388] [ 0. 0. 22.35221707] [ 0. 0. 26.82265979] [ 0. 0. 31.29310292] [ 0. 0. 35.76354712] [ 0. 0. 40.23399014] [ 0. 0. 44.70443332] [ 0. 0. 49.174877 ] [ 0. 0. 53.64531966] [ 0. 0. 58.11576334] [ 0. 0. 62.58620723] [ 0. 0. 67.05665059] [ 0. 0. 71.52709335] [ 0. 0. 75.99753722] [ 0. 0. 80.46798004] [ 0. 0. 84.93842337] [ 0. 0. 89.40886704] [ 0. 0. 93.87931006] [ 0. 0. 98.34975306] [ 0. 0. 102.82019703] [ 0. 0. 107.29064072] [ 0. 0. 111.76108387] [ 0. 0. 116.23152771] [ 0. 0. 120.70197049] [ 0. 0. 125.17241344] [ 0. 0. 129.64285714]] | 2D array of the coordinates (x,y,z) of the blade reference axis scaled based on rotor diameter, defined along blade span. The coordinate system is the one of BeamDyn: it is placed at blade root with x pointing the suction side of the blade, y pointing the trailing edge and z along the blade span. A standard configuration will have negative x values (prebend), if swept positive y values, and positive z values.
blade.high_level_blade_props.prebend | output | m | [0. 0. 0. 0. 0. 0. 0. 0. 0. 0. 0. 0. 0. 0. 0. 0. 0. 0. 0. 0. 0. 0. 0. 0. 0. 0. 0. 0. 0. 0.] | Blade prebend at each section
blade.high_level_blade_props.prebendTip | output | m | [0.] | Blade prebend at tip
blade.high_level_blade_props.presweep | output | m | [0. 0. 0. 0. 0. 0. 0. 0. 0. 0. 0. 0. 0. 0. 0. 0. 0. 0. 0. 0. 0. 0. 0. 0. 0. 0. 0. 0. 0. 0.] | Blade presweep at each section
blade.high_level_blade_props.presweepTip | output | m | [0.] | Blade presweep at tip
blade.high_level_blade_props.blade_length | output | m | [129.64285714] | Scalar of the 3D blade length computed along its axis, scaled based on the user defined rotor diameter.
blade.internal_structure_2d_fem.joint_position | output |  | [0.] | Spanwise position of the segmentation joint.
blade.internal_structure_2d_fem.joint_mass | output | kg | [0.] | Mass of the joint.
blade.internal_structure_2d_fem.joint_nonmaterial_cost | output | USD | [0.] | Cost of the joint.
blade.internal_structure_2d_fem.d_f | output | m | [0.03] | Diameter of the fastener
blade.internal_structure_2d_fem.sigma_max | output | Pa | [6.75e+08] | Max stress on bolt
blade.internal_structure_2d_fem.joint_bolt | output | Unavailable | M30 | Type of bolt: M30, M36, or M48
blade.internal_structure_2d_fem.reinforcement_layer_ss | output | Unavailable | joint_reinf_ss | Layer identifier for the reinforcement layer at the join where bolts are inserted, suction side
blade.internal_structure_2d_fem.reinforcement_layer_ps | output | Unavailable | joint_reinf_ps | Layer identifier for the reinforcement layer at the join where bolts are inserted, pressure side
blade.internal_structure_2d_fem.web_rotation | output | rad | [[-0. -0.71108204 -0.71010059 -0.62110926 -0.48126332 -0.35494216 -0.26821741 -0.21192099 -0.18140141 -0.15852501 -0.13658278 -0.11252435 -0.08642306 -0.06482777 -0.04778457 -0.03510491 -0.02572079 -0.01779535 -0.00639055 0.0069435 0.01885381 0.02725267 0.03545553 0.04197126 0.04408781 0.04456735 0.04574229 0.04908141 0.05272335 0.06340223] [-0. -0.71108204 -0.71010059 -0.62110926 -0.48126332 -0.35494216 -0.26821741 -0.21192099 -0.18140141 -0.15852501 -0.13658278 -0.11252435 -0.08642306 -0.06482777 -0.04778457 -0.03510491 -0.02572079 -0.01779535 -0.00639055 0.0069435 0.01885381 0.02725267 0.03545553 0.04197126 0.04408781 0.04456735 0.04574229 0.04908141 0.05272335 0.06340223]] | 2D array of the rotation angle of the shear webs in respect to the chord line. The first dimension represents each shear web, the second dimension represents each entry along blade span. If the rotation is equal to negative twist +- a constant, then the web is built straight.
blade.internal_structure_2d_fem.web_start_nd | output |  | [[0.2499926 0.1368214 0.13751749 0.29676994 0.31981814 0.32968637 0.33708454 0.34881495 0.35153107 0.35356236 0.35556215 0.35847587 0.36715202 0.3699551 0.37279062 0.37544455 0.37771572 0.37982303 0.38431377 0.38755457 0.39036295 0.39352415 0.39670157 0.39973275 0.40320784 0.40755094 0.41197265 0.41743936 0.42692007 0.35715799] [0.2499926 0.1368214 0.13751749 0.23557748 0.26344878 0.27908874 0.29035534 0.30295755 0.30572113 0.30778129 0.30969155 0.31184458 0.31817232 0.31880868 0.31861739 0.31793057 0.31712122 0.31624178 0.31693284 0.31629895 0.31483642 0.31262488 0.31037028 0.30806863 0.30484625 0.30028923 0.29595716 0.29074139 0.28534718 0.35715799]] | 2D array of the non-dimensional start point defined along the outer profile of a web. The TE suction side is 0, the TE pressure side is 1. The first dimension represents each web, the second dimension represents each entry along blade span.
blade.internal_structure_2d_fem.web_end_nd | output |  | [[0.75000794 0.6368333 0.63647629 0.58716136 0.59902201 0.61289319 0.62211685 0.62496335 0.6271774 0.6288237 0.63033343 0.63136144 0.62706134 0.62722927 0.62675997 0.62586425 0.62490021 0.62388768 0.61822155 0.61521292 0.61366743 0.61136421 0.60900588 0.60659918 0.60155781 0.59355618 0.58906137 0.58364236 0.57395057 0.64666483] [0.75000794 0.6368333 0.63647629 0.64768629 0.65525077 0.66341363 0.6687569 0.67079612 0.67289746 0.67447074 0.67603861 0.6777789 0.675742 0.67807813 0.68061878 0.68304647 0.68513748 0.68709363 0.68572334 0.68687327 0.68973104 0.69291566 0.69611583 0.69916033 0.70103972 0.70220928 0.70661992 0.71210978 0.71731641 0.64666483]] | 2D array of the non-dimensional end point defined along the outer profile of a web. The TE suction side is 0, the TE pressure side is 1. The first dimension represents each web, the second dimension represents each entry along blade span.
blade.internal_structure_2d_fem.web_offset_y_pa | output | m | [[ 0. 0. 0. -0.35 -0.35 -0.35 -0.35 -0.35 -0.35 -0.35 -0.35 -0.35 -0.35 -0.35 -0.35 -0.35 -0.35 -0.35 -0.35 -0.35 -0.35 -0.35 -0.35 -0.35 -0.35 -0.35 -0.35 -0.35 -0.35 0. ] [ 0. 0. 0. 0.35 0.35 0.35 0.35 0.35 0.35 0.35 0.35 0.35 0.35 0.35 0.35 0.35 0.35 0.35 0.35 0.35 0.35 0.35 0.35 0.35 0.35 0.35 0.35 0.35 0.35 0. ]] | 2D array of the offset along the y axis to set the position of the shear webs. Positive values move the web towards the trailing edge, negative values towards the leading edge. The first dimension represents each shear web, the second dimension represents each entry along blade span.
blade.internal_structure_2d_fem.layer_rotation | output | rad | [[ 0. 0. 0. 0. 0. 0. 0. 0. 0. 0. 0. 0. 0. 0. 0. 0. 0. 0. 0. 0. 0. 0. 0. 0. 0. 0. 0. 0. 0. 0. ] [ 0. 0. 0. 0. 0. 0. 0. 0. 0. 0. 0. 0. 0. 0. 0. 0. 0. 0. 0. 0. 0. 0. 0. 0. 0. 0. 0. 0. 0. 0. ] [-0. -0.71108204 -0.71010059 -0.62110926 -0.48126332 -0.35494216 -0.26821741 -0.21192099 -0.18140141 -0.15852501 -0.13658278 -0.11252435 -0.08642306 -0.06482777 -0.04778457 -0.03510491 -0.02572079 -0.01779535 -0.00639055 0.0069435 0.01885381 0.02725267 0.03545553 0.04197126 0.04408781 0.04456735 0.04574229 0.04908141 0.05272335 0.06340223] [-0. -0.71108204 -0.71010059 -0.62110926 -0.48126332 -0.35494216 -0.26821741 -0.21192099 -0.18140141 -0.15852501 -0.13658278 -0.11252435 -0.08642306 -0.06482777 -0.04778457 -0.03510491 -0.02572079 -0.01779535 -0.00639055 0.0069435 0.01885381 0.02725267 0.03545553 0.04197126 0.04408781 0.04456735 0.04574229 0.04908141 0.05272335 0.06340223] [ 0. 0. 0. 0. 0. 0. 0. 0. 0. 0. 0. 0. 0. 0. 0. 0. 0. 0. 0. 0. 0. 0. 0. 0. 0. 0. 0. 0. 0. 0. ] [ 0. 0. 0. 0. 0. 0. 0. 0. 0. 0. 0. 0. 0. 0. 0. 0. 0. 0. 0. 0. 0. 0. 0. 0. 0. 0. 0. 0. 0. 0. ] [ 0. 0. 0. 0. 0. 0. 0. 0. 0. 0. 0. 0. 0. 0. 0. 0. 0. 0. 0. 0. 0. 0. 0. 0. 0. 0. 0. 0. 0. 0. ] [ 0. 0. 0. 0. 0. 0. 0. 0. 0. 0. 0. 0. 0. 0. 0. 0. 0. 0. 0. 0. 0. 0. 0. 0. 0. 0. 0. 0. 0. 0. ] [ 0. 0. 0. 0. 0. 0. 0. 0. 0. 0. 0. 0. 0. 0. 0. 0. 0. 0. 0. 0. 0. 0. 0. 0. 0. 0. 0. 0. 0. 0. ] [ 0. 0. 0. 0. 0. 0. 0. 0. 0. 0. 0. 0. 0. 0. 0. 0. 0. 0. 0. 0. 0. 0. 0. 0. 0. 0. 0. 0. 0. 0. ] [ 0. 0. 0. 0. 0. 0. 0. 0. 0. 0. 0. 0. 0. 0. 0. 0. 0. 0. 0. 0. 0. 0. 0. 0. 0. 0. 0. 0. 0. 0. ] [ 0. 0. 0. 0. 0. 0. 0. 0. 0. 0. 0. 0. 0. 0. 0. 0. 0. 0. 0. 0. 0. 0. 0. 0. 0. 0. 0. 0. 0. 0. ] [ 0. 0. 0. 0. 0. 0. 0. 0. 0. 0. 0. 0. 0. 0. 0. 0. 0. 0. 0. 0. 0. 0. 0. 0. 0. 0. 0. 0. 0. 0. ] [ 0. 0. 0. 0. 0. 0. 0. 0. 0. 0. 0. 0. 0. 0. 0. 0. 0. 0. 0. 0. 0. 0. 0. 0. 0. 0. 0. 0. 0. 0. ] [ 0. 0. 0. 0. 0. 0. 0. 0. 0. 0. 0. 0. 0. 0. 0. 0. 0. 0. 0. 0. 0. 0. 0. 0. 0. 0. 0. 0. 0. 0. ] [ 0. 0. 0. 0. 0. 0. 0. 0. 0. 0. 0. 0. 0. 0. 0. 0. 0. 0. 0. 0. 0. 0. 0. 0. 0. 0. 0. 0. 0. 0. ] [ 0. 0. 0. 0. 0. 0. 0. 0. 0. 0. 0. 0. 0. 0. 0. 0. 0. 0. 0. 0. 0. 0. 0. 0. 0. 0. 0. 0. 0. 0. ] [ 0. 0. 0. 0. 0. 0. 0. 0. 0. 0. 0. 0. 0. 0. 0. 0. 0. 0. 0. 0. 0. 0. 0. 0. 0. 0. 0. 0. 0. 0. ]] | 2D array of the rotation angle of a layer in respect to the chord line. The first dimension represents each layer, the second dimension represents each entry along blade span. If the rotation is equal to negative twist +- a constant, then the layer is built straight.
blade.internal_structure_2d_fem.layer_start_nd | output |  | [[0. 0. 0. 0. 0. 0. 0. 0. 0. 0. 0. 0. 0. 0. 0. 0. 0. 0. 0. 0. 0. 0. 0. 0. 0. 0. 0. 0. 0. 0. ] [0. 0. 0. 0. 0. 0. 0. 0. 0. 0. 0. 0. 0. 0. 0. 0. 0. 0. 0. 0. 0. 0. 0. 0. 0. 0. 0. 0. 0. 0. ] [0.2213407 0.1081695 0.10870881 0.22837691 0.2562109 0.27220571 0.28385715 0.29650714 0.29925941 0.30131916 0.30321108 0.30525566 0.31124961 0.31158615 0.31098208 0.30984281 0.30862371 0.30734988 0.30739037 0.30618158 0.30413102 0.30118575 0.29819719 0.29517994 0.29099597 0.28518633 0.27971863 0.27458816 0.28170408 0.29718599] [0.72135605 0.6081814 0.60766761 0.57925886 0.59158863 0.60596728 0.61561283 0.61855053 0.6207381 0.6223691 0.62385357 0.62476564 0.62014218 0.62002196 0.61915449 0.61782116 0.61645929 0.61506528 0.60900574 0.60559616 0.60356687 0.60063805 0.59766667 0.59466351 0.58883188 0.57971806 0.5742698 0.56919471 0.57198624 0.58669282] [0.49999966 0.49999966 0.49950659 0.47181408 0.47469879 0.47746129 0.47962953 0.48202853 0.48202853 0.48202853 0.48196107 0.48154582 0.47892445 0.47764839 0.47593958 0.47405646 0.4723292 0.47065362 0.46528965 0.461369 0.45899033 0.4565018 0.45557646 0.45576736 0.49993712 0.49608288 0.49608288 0.49608288 0.49669831 0.49727784] [0. 0. 0. 0. 0. 0. 0. 0. 0. 0. 0. 0. 0. 0. 0. 0. 0. 0. 0. 0. 0. 0. 0. 0. 0. 0. 0. 0. 0. 0. ] [1. 1. 1. 0.95855708 0.96113981 0.96459294 0.96708218 0.96758433 0.96758433 0.96758433 0.96750001 0.96695206 0.9652816 0.96373416 0.96159815 0.95924425 0.95708517 0.95499069 0.9520776 0.94925473 0.94621426 0.9424045 0.93855916 0.93478998 1. 1. 1. 1. 1. 1. ] [0. 0. 0. 0.04144292 0.03886019 0.03540706 0.03291782 0.03241567 0.03241567 0.03241567 0.03249999 0.03304794 0.0347184 0.03626584 0.03840185 0.04075575 0.04291483 0.04500931 0.0479224 0.05074527 0.05378574 0.0575955 0.06144084 0.06521002 0. 0. 0. 0. 0. 0. ] [0.27864449 0.16547329 0.16632617 0.30297417 0.32615925 0.33593843 0.34310923 0.35485534 0.3576076 0.35966736 0.36171107 0.36474195 0.37374273 0.37686467 0.38010542 0.38320316 0.38587041 0.38836663 0.39365069 0.39752306 0.40094534 0.40485765 0.4087907 0.41255798 0.41701841 0.42271029 0.42827549 0.43368302 0.43073758 0.41713 ] [0.49999966 0.49999966 0.49950659 0.53812275 0.5368751 0.53411259 0.53229805 0.5338936 0.5338936 0.5338936 0.53396106 0.53442252 0.53447389 0.53567374 0.53738254 0.53926566 0.54099293 0.54266851 0.54196549 0.5425586 0.54493727 0.5474258 0.54835114 0.54816024 0.49993712 0.49608288 0.49608288 0.49608288 0.49669831 0.49727784] [0.77865984 0.66548519 0.66528497 0.65385612 0.66153697 0.6697 0.67486491 0.67689873 0.67908629 0.6807173 0.68235356 0.68425193 0.68263529 0.68530048 0.68827782 0.69118151 0.69370598 0.69608203 0.69526606 0.69693764 0.70038119 0.70430994 0.70826018 0.71204155 0.71485433 0.71724202 0.72282666 0.72828958 0.72101973 0.70663684] [0. 0. 0. 0. 0. 0. 0. 0. 0. 0. 0. 0. 0. 0. 0. 0. 0. 0. 0. 0. 0. 0. 0. 0. 0. 0. 0. 0. 0. 0. ] [0. 0. 0. 0. 0. 0. 0. 0. 0. 0. 0. 0. 0. 0. 0. 0. 0. 0. 0. 0. 0. 0. 0. 0. 0. 0. 0. 0. 0. 0. ] [0. 0. 0. 0. 0. 0. 0. 0. 0. 0. 0. 0. 0. 0. 0. 0. 0. 0. 0. 0. 0. 0. 0. 0. 0. 0. 0. 0. 0. 0. ] [0. 0. 0. 0. 0. 0. 0. 0. 0. 0. 0. 0. 0. 0. 0. 0. 0. 0. 0. 0. 0. 0. 0. 0. 0. 0. 0. 0. 0. 0. ] [0. 0. 0. 0. 0. 0. 0. 0. 0. 0. 0. 0. 0. 0. 0. 0. 0. 0. 0. 0. 0. 0. 0. 0. 0. 0. 0. 0. 0. 0. ] [0. 0. 0. 0. 0. 0. 0. 0. 0. 0. 0. 0. 0. 0. 0. 0. 0. 0. 0. 0. 0. 0. 0. 0. 0. 0. 0. 0. 0. 0. ] [0. 0. 0. 0. 0. 0. 0. 0. 0. 0. 0. 0. 0. 0. 0. 0. 0. 0. 0. 0. 0. 0. 0. 0. 0. 0. 0. 0. 0. 0. ]] | 2D array of the non-dimensional start point defined along the outer profile of a layer. The TE suction side is 0, the TE pressure side is 1. The first dimension represents each layer, the second dimension represents each entry along blade span.
blade.internal_structure_2d_fem.layer_end_nd | output |  | [[1. 1. 1. 1. 1. 1. 1. 1. 1. 1. 1. 1. 1. 1. 1. 1. 1. 1. 1. 1. 1. 1. 1. 1. 1. 1. 1. 1. 1. 1. ] [1. 1. 1. 1. 1. 1. 1. 1. 1. 1. 1. 1. 1. 1. 1. 1. 1. 1. 1. 1. 1. 1. 1. 1. 1. 1. 1. 1. 1. 1. ] [0.27864449 0.16547329 0.16632617 0.30297417 0.32615925 0.33593843 0.34310923 0.35485534 0.3576076 0.35966736 0.36171107 0.36474195 0.37374273 0.37686467 0.38010542 0.38320316 0.38587041 0.38836663 0.39365069 0.39752306 0.40094534 0.40485765 0.4087907 0.41255798 0.41701841 0.42271029 0.42827549 0.43368302 0.43073758 0.41713 ] [0.77865984 0.66548519 0.66528497 0.65385612 0.66153697 0.6697 0.67486491 0.67689873 0.67908629 0.6807173 0.68235356 0.68425193 0.68263529 0.68530048 0.68827782 0.69118151 0.69370598 0.69608203 0.69526606 0.69693764 0.70038119 0.70430994 0.70826018 0.71204155 0.71485433 0.71724202 0.72282666 0.72828958 0.72101973 0.70663684] [0.49999966 0.49999966 0.49950659 0.53812275 0.5368751 0.53411259 0.53229805 0.5338936 0.5338936 0.5338936 0.53396106 0.53442252 0.53447389 0.53567374 0.53738254 0.53926566 0.54099293 0.54266851 0.54196549 0.5425586 0.54493727 0.5474258 0.54835114 0.54816024 0.49993712 0.49608288 0.49608288 0.49608288 0.49669831 0.49727784] [0. 0. 0. 0.04144292 0.03886019 0.03540706 0.03291782 0.03241567 0.03241567 0.03241567 0.03249999 0.03304794 0.0347184 0.03626584 0.03840185 0.04075575 0.04291483 0.04500931 0.0479224 0.05074527 0.05378574 0.0575955 0.06144084 0.06521002 0. 0. 0. 0. 0. 0. ] [1. 1. 1. 1. 1. 1. 1. 1. 1. 1. 1. 1. 1. 1. 1. 1. 1. 1. 1. 1. 1. 1. 1. 1. 1. 1. 1. 1. 1. 1. ] [0.2213407 0.1081695 0.10870881 0.22837691 0.2562109 0.27220571 0.28385715 0.29650714 0.29925941 0.30131916 0.30321108 0.30525566 0.31124961 0.31158615 0.31098208 0.30984281 0.30862371 0.30734988 0.30739037 0.30618158 0.30413102 0.30118575 0.29819719 0.29517994 0.29099597 0.28518633 0.27971863 0.27458816 0.28170408 0.29718599] [0.49999966 0.49999966 0.49950659 0.47181408 0.47469879 0.47746129 0.47962953 0.48202853 0.48202853 0.48202853 0.48196107 0.48154582 0.47892445 0.47764839 0.47593958 0.47405646 0.4723292 0.47065362 0.46528965 0.461369 0.45899033 0.4565018 0.45557646 0.45576736 0.49993712 0.49608288 0.49608288 0.49608288 0.49669831 0.49727784] [0.72135605 0.6081814 0.60766761 0.57925886 0.59158863 0.60596728 0.61561283 0.61855053 0.6207381 0.6223691 0.62385357 0.62476564 0.62014218 0.62002196 0.61915449 0.61782116 0.61645929 0.61506528 0.60900574 0.60559616 0.60356687 0.60063805 0.59766667 0.59466351 0.58883188 0.57971806 0.5742698 0.56919471 0.57198624 0.58669282] [1. 1. 1. 0.95855708 0.96113981 0.96459294 0.96708218 0.96758433 0.96758433 0.96758433 0.96750001 0.96695206 0.9652816 0.96373416 0.96159815 0.95924425 0.95708517 0.95499069 0.9520776 0.94925473 0.94621426 0.9424045 0.93855916 0.93478998 1. 1. 1. 1. 1. 1. ] [1. 1. 1. 1. 1. 1. 1. 1. 1. 1. 1. 1. 1. 1. 1. 1. 1. 1. 1. 1. 1. 1. 1. 1. 1. 1. 1. 1. 1. 1. ] [0. 0. 0. 0. 0. 0. 0. 0. 0. 0. 0. 0. 0. 0. 0. 0. 0. 0. 0. 0. 0. 0. 0. 0. 0. 0. 0. 0. 0. 0. ] [0. 0. 0. 0. 0. 0. 0. 0. 0. 0. 0. 0. 0. 0. 0. 0. 0. 0. 0. 0. 0. 0. 0. 0. 0. 0. 0. 0. 0. 0. ] [0. 0. 0. 0. 0. 0. 0. 0. 0. 0. 0. 0. 0. 0. 0. 0. 0. 0. 0. 0. 0. 0. 0. 0. 0. 0. 0. 0. 0. 0. ] [0. 0. 0. 0. 0. 0. 0. 0. 0. 0. 0. 0. 0. 0. 0. 0. 0. 0. 0. 0. 0. 0. 0. 0. 0. 0. 0. 0. 0. 0. ] [0. 0. 0. 0. 0. 0. 0. 0. 0. 0. 0. 0. 0. 0. 0. 0. 0. 0. 0. 0. 0. 0. 0. 0. 0. 0. 0. 0. 0. 0. ] [0. 0. 0. 0. 0. 0. 0. 0. 0. 0. 0. 0. 0. 0. 0. 0. 0. 0. 0. 0. 0. 0. 0. 0. 0. 0. 0. 0. 0. 0. ]] | 2D array of the non-dimensional end point defined along the outer profile of a layer. The TE suction side is 0, the TE pressure side is 1. The first dimension represents each layer, the second dimension represents each entry along blade span.
blade.internal_structure_2d_fem.layer_offset_y_pa | output | m | [[0. 0. 0. 0. 0. 0. 0. 0. 0. 0. 0. 0. 0. 0. 0. 0. 0. 0. 0. 0. 0. 0. 0. 0. 0. 0. 0. 0. 0. 0.] [0. 0. 0. 0. 0. 0. 0. 0. 0. 0. 0. 0. 0. 0. 0. 0. 0. 0. 0. 0. 0. 0. 0. 0. 0. 0. 0. 0. 0. 0.] [0. 0. 0. 0. 0. 0. 0. 0. 0. 0. 0. 0. 0. 0. 0. 0. 0. 0. 0. 0. 0. 0. 0. 0. 0. 0. 0. 0. 0. 0.] [0. 0. 0. 0. 0. 0. 0. 0. 0. 0. 0. 0. 0. 0. 0. 0. 0. 0. 0. 0. 0. 0. 0. 0. 0. 0. 0. 0. 0. 0.] [0. 0. 0. 0. 0. 0. 0. 0. 0. 0. 0. 0. 0. 0. 0. 0. 0. 0. 0. 0. 0. 0. 0. 0. 0. 0. 0. 0. 0. 0.] [0. 0. 0. 0. 0. 0. 0. 0. 0. 0. 0. 0. 0. 0. 0. 0. 0. 0. 0. 0. 0. 0. 0. 0. 0. 0. 0. 0. 0. 0.] [0. 0. 0. 0. 0. 0. 0. 0. 0. 0. 0. 0. 0. 0. 0. 0. 0. 0. 0. 0. 0. 0. 0. 0. 0. 0. 0. 0. 0. 0.] [0. 0. 0. 0. 0. 0. 0. 0. 0. 0. 0. 0. 0. 0. 0. 0. 0. 0. 0. 0. 0. 0. 0. 0. 0. 0. 0. 0. 0. 0.] [0. 0. 0. 0. 0. 0. 0. 0. 0. 0. 0. 0. 0. 0. 0. 0. 0. 0. 0. 0. 0. 0. 0. 0. 0. 0. 0. 0. 0. 0.] [0. 0. 0. 0. 0. 0. 0. 0. 0. 0. 0. 0. 0. 0. 0. 0. 0. 0. 0. 0. 0. 0. 0. 0. 0. 0. 0. 0. 0. 0.] [0. 0. 0. 0. 0. 0. 0. 0. 0. 0. 0. 0. 0. 0. 0. 0. 0. 0. 0. 0. 0. 0. 0. 0. 0. 0. 0. 0. 0. 0.] [0. 0. 0. 0. 0. 0. 0. 0. 0. 0. 0. 0. 0. 0. 0. 0. 0. 0. 0. 0. 0. 0. 0. 0. 0. 0. 0. 0. 0. 0.] [0. 0. 0. 0. 0. 0. 0. 0. 0. 0. 0. 0. 0. 0. 0. 0. 0. 0. 0. 0. 0. 0. 0. 0. 0. 0. 0. 0. 0. 0.] [0. 0. 0. 0. 0. 0. 0. 0. 0. 0. 0. 0. 0. 0. 0. 0. 0. 0. 0. 0. 0. 0. 0. 0. 0. 0. 0. 0. 0. 0.] [0. 0. 0. 0. 0. 0. 0. 0. 0. 0. 0. 0. 0. 0. 0. 0. 0. 0. 0. 0. 0. 0. 0. 0. 0. 0. 0. 0. 0. 0.] [0. 0. 0. 0. 0. 0. 0. 0. 0. 0. 0. 0. 0. 0. 0. 0. 0. 0. 0. 0. 0. 0. 0. 0. 0. 0. 0. 0. 0. 0.] [0. 0. 0. 0. 0. 0. 0. 0. 0. 0. 0. 0. 0. 0. 0. 0. 0. 0. 0. 0. 0. 0. 0. 0. 0. 0. 0. 0. 0. 0.] [0. 0. 0. 0. 0. 0. 0. 0. 0. 0. 0. 0. 0. 0. 0. 0. 0. 0. 0. 0. 0. 0. 0. 0. 0. 0. 0. 0. 0. 0.]] | 2D array of the offset along the y axis to set the position of a layer. Positive values move the layer towards the trailing edge, negative values towards the leading edge. The first dimension represents each layer, the second dimension represents each entry along blade span.
blade.internal_structure_2d_fem.layer_width | output | m | [[0. 0. 0. 0. 0. 0. 0. 0. 0. 0. 0. 0. 0. 0. 0. 0. 0. 0. 0. 0. 0. 0. 0. 0. 0. 0. 0. 0. 0. 0. ] [0. 0. 0. 0. 0. 0. 0. 0. 0. 0. 0. 0. 0. 0. 0. 0. 0. 0. 0. 0. 0. 0. 0. 0. 0. 0. 0. 0. 0. 0. ] [0.9 0.9 0.9 0.9 0.9 0.9 0.9 0.9 0.9 0.9 0.9 0.9 0.9 0.9 0.9 0.9 0.9 0.9 0.9 0.9 0.9 0.9 0.9 0.9 0.89999988 0.89998023 0.89925383 0.8824365 0.73943681 0.294 ] [0.9 0.9 0.9 0.9 0.9 0.9 0.9 0.9 0.9 0.9 0.9 0.9 0.9 0.9 0.9 0.9 0.9 0.9 0.9 0.9 0.9 0.9 0.9 0.9 0.89999988 0.89998023 0.89925383 0.8824365 0.73943681 0.294 ] [0. 0. 0. 0.8 0.8 0.8 0.8 0.8 0.8 0.8 0.8 0.8 0.8 0.8 0.8 0.8 0.8 0.8 0.8 0.79997205 0.7989752 0.78933255 0.7549919 0.70842539 0. 0. 0. 0. 0. 0. ] [0. 0. 0. 0.5 0.5 0.5 0.5 0.5 0.5 0.5 0.5 0.5 0.5 0.5 0.5 0.5 0.5 0.5 0.5 0.5 0.5 0.5 0.5 0.5 0. 0. 0. 0. 0. 0. ] [0. 0. 0. 0.5 0.5 0.5 0.5 0.5 0.5 0.5 0.5 0.5 0.5 0.5 0.5 0.5 0.5 0.5 0.5 0.5 0.5 0.5 0.5 0.5 0. 0. 0. 0. 0. 0. ] [0. 0. 0. 0. 0. 0. 0. 0. 0. 0. 0. 0. 0. 0. 0. 0. 0. 0. 0. 0. 0. 0. 0. 0. 0. 0. 0. 0. 0. 0. ] [0. 0. 0. 0. 0. 0. 0. 0. 0. 0. 0. 0. 0. 0. 0. 0. 0. 0. 0. 0. 0. 0. 0. 0. 0. 0. 0. 0. 0. 0. ] [0. 0. 0. 0. 0. 0. 0. 0. 0. 0. 0. 0. 0. 0. 0. 0. 0. 0. 0. 0. 0. 0. 0. 0. 0. 0. 0. 0. 0. 0. ] [0. 0. 0. 0. 0. 0. 0. 0. 0. 0. 0. 0. 0. 0. 0. 0. 0. 0. 0. 0. 0. 0. 0. 0. 0. 0. 0. 0. 0. 0. ] [0. 0. 0. 0. 0. 0. 0. 0. 0. 0. 0. 0. 0. 0. 0. 0. 0. 0. 0. 0. 0. 0. 0. 0. 0. 0. 0. 0. 0. 0. ] [0. 0. 0. 0. 0. 0. 0. 0. 0. 0. 0. 0. 0. 0. 0. 0. 0. 0. 0. 0. 0. 0. 0. 0. 0. 0. 0. 0. 0. 0. ] [0. 0. 0. 0. 0. 0. 0. 0. 0. 0. 0. 0. 0. 0. 0. 0. 0. 0. 0. 0. 0. 0. 0. 0. 0. 0. 0. 0. 0. 0. ] [0. 0. 0. 0. 0. 0. 0. 0. 0. 0. 0. 0. 0. 0. 0. 0. 0. 0. 0. 0. 0. 0. 0. 0. 0. 0. 0. 0. 0. 0. ] [0. 0. 0. 0. 0. 0. 0. 0. 0. 0. 0. 0. 0. 0. 0. 0. 0. 0. 0. 0. 0. 0. 0. 0. 0. 0. 0. 0. 0. 0. ] [0. 0. 0. 0. 0. 0. 0. 0. 0. 0. 0. 0. 0. 0. 0. 0. 0. 0. 0. 0. 0. 0. 0. 0. 0. 0. 0. 0. 0. 0. ] [0. 0. 0. 0. 0. 0. 0. 0. 0. 0. 0. 0. 0. 0. 0. 0. 0. 0. 0. 0. 0. 0. 0. 0. 0. 0. 0. 0. 0. 0. ]] | 2D array of the width along the outer profile of a layer. The first dimension represents each layer, the second dimension represents each entry along blade span.
blade.interp_airfoils.r_thick_interp | output |  | [1. 1. 0.99101587 0.43258416 0.4 0.4 0.39394548 0.35 0.35 0.35 0.35 0.34702777 0.30061553 0.3 0.3 0.3 0.3 0.3 0.26396806 0.25 0.25 0.25 0.25 0.25 0.23767926 0.21 0.21 0.21 0.17698155 0.17 ] | 1D array of the relative thicknesses of the blade defined along span.
blade.interp_airfoils.ac_interp | output |  | [0.5 0.5 0.49663095 0.28721906 0.275 0.275 0.275 0.275 0.275 0.275 0.275 0.275 0.275 0.275 0.275 0.275 0.275 0.275 0.275 0.275 0.275 0.275 0.275 0.275 0.275 0.275 0.275 0.275 0.275 0.275 ] | 1D array of the aerodynamic center of the blade defined along span.
blade.interp_airfoils.cl_interp | output |  | [[[[-3.25260652e-19]] [[ 3.46944695e-18]] [[-1.38777878e-17]] ... [[ 3.38271078e-17]] [[-1.73472348e-18]] [[-3.57786717e-18]]] [[[-3.25260652e-19]] [[ 3.46944695e-18]] [[-1.38777878e-17]] ... [[ 3.38271078e-17]] [[-1.73472348e-18]] [[-3.57786717e-18]]] [[[ 2.73078505e-06]] [[ 2.98091593e-03]] [[ 6.06291339e-03]] ... [[-6.92034637e-03]] [[-3.91267001e-03]] [[ 2.73078505e-06]]] ... [[[ 9.21676640e-03]] [[ 2.51471281e-01]] [[ 4.27156974e-01]] ... [[-3.71288339e-01]] [[-2.06675555e-01]] [[ 9.21676640e-03]]] [[[ 3.09216345e-03]] [[ 2.32480415e-01]] [[ 4.50210209e-01]] ... [[-4.32384247e-01]] [[-2.18147196e-01]] [[ 3.09218622e-03]]] [[[-1.53642952e-08]] [[ 2.24280087e-01]] [[ 4.60935912e-01]] ... [[-4.60935912e-01]] [[-2.24280087e-01]] [[ 1.53642952e-08]]]] | 4D array with the lift coefficients of the airfoils. Dimension 0 is along the blade span for n_span stations, dimension 1 is along the angles of attack, dimension 2 is along the Reynolds number, dimension 3 is along the number of tabs, which may describe multiple sets at the same station, for example in presence of a flap.
blade.interp_airfoils.cd_interp | output |  | [[[[0.5 ]] [[0.5 ]] [[0.5 ]] ... [[0.5 ]] [[0.5 ]] [[0.5 ]]] [[[0.5 ]] [[0.5 ]] [[0.5 ]] ... [[0.5 ]] [[0.5 ]] [[0.5 ]]] [[[0.49137702]] [[0.49043419]] [[0.48892981]] ... [[0.48965496]] [[0.49070562]] [[0.49137702]]] ... [[[0.0181314 ]] [[0.02483905]] [[0.04066577]] ... [[0.040122 ]] [[0.02443972]] [[0.0181314 ]]] [[[0.01948591]] [[0.02537717]] [[0.04093476]] ... [[0.04032334]] [[0.02497146]] [[0.01948591]]] [[[0.0198 ]] [[0.02572598]] [[0.04114402]] ... [[0.04047996]] [[0.02538511]] [[0.0198 ]]]] | 4D array with the drag coefficients of the airfoils. Dimension 0 is along the blade span for n_span stations, dimension 1 is along the angles of attack, dimension 2 is along the Reynolds number, dimension 3 is along the number of tabs, which may describe multiple sets at the same station, for example in presence of a flap.
blade.interp_airfoils.cm_interp | output |  | [[[[-4.06575815e-20]] [[-3.90312782e-18]] [[ 8.67361738e-19]] ... [[-1.73472348e-18]] [[ 3.03576608e-18]] [[-3.38813179e-21]]] [[[-4.06575815e-20]] [[-3.90312782e-18]] [[ 8.67361738e-19]] ... [[-1.73472348e-18]] [[ 3.03576608e-18]] [[-3.38813179e-21]]] [[[ 4.36640486e-06]] [[ 1.62642880e-03]] [[ 3.08066092e-03]] ... [[-3.62633011e-03]] [[-1.91565467e-03]] [[ 4.36640486e-06]]] ... [[[ 2.63288849e-05]] [[ 1.38197125e-01]] [[ 2.18248197e-01]] ... [[-2.19142237e-01]] [[-1.37131107e-01]] [[ 2.63288849e-05]]] [[[ 8.41607132e-06]] [[ 1.20935538e-01]] [[ 2.27726470e-01]] ... [[-2.27946656e-01]] [[-1.20522643e-01]] [[ 8.42749206e-06]]] [[[-7.71299959e-09]] [[ 1.12680187e-01]] [[ 2.31783829e-01]] ... [[-2.31710912e-01]] [[-1.12584318e-01]] [[ 7.70271560e-09]]]] | 4D array with the moment coefficients of the airfoils. Dimension 0 is along the blade span for n_span stations, dimension 1 is along the angles of attack, dimension 2 is along the Reynolds number, dimension 3 is along the number of tabs, which may describe multiple sets at the same station, for example in presence of a flap.
blade.interp_airfoils.coord_xy_interp | output |  | [[[ 1.00000000e+00 4.33680869e-19] [ 9.99310113e-01 -2.24586628e-02] [ 9.97715675e-01 -4.48159779e-02] ... [ 9.97767307e-01 4.41944433e-02] [ 9.99327246e-01 2.21465777e-02] [ 1.00000000e+00 -6.93889390e-18]] [[ 1.00000000e+00 4.33680869e-19] [ 9.99310113e-01 -2.24586628e-02] [ 9.97715675e-01 -4.48159779e-02] ... [ 9.97767307e-01 4.41944433e-02] [ 9.99327246e-01 2.21465777e-02] [ 1.00000000e+00 -6.93889390e-18]] [[ 1.00000000e+00 -1.56104353e-04] [ 9.98960339e-01 -2.19985674e-02] [ 9.97044546e-01 -4.37023034e-02] ... [ 9.97159777e-01 4.35554803e-02] [ 9.99009420e-01 2.19216886e-02] [ 1.00000000e+00 1.51000341e-04]] ... [[ 1.00000000e+00 -1.85825746e-03] [ 9.76833665e-01 1.35723908e-03] [ 9.53606753e-01 3.82309105e-03] ... [ 9.54692392e-01 1.46317490e-02] [ 9.77407565e-01 8.41049825e-03] [ 1.00000000e+00 2.01974332e-03]] [[ 1.00000000e+00 -1.64330792e-03] [ 9.76390332e-01 1.07534451e-03] [ 9.52741801e-01 3.14102139e-03] ... [ 9.53634224e-01 1.27279592e-02] [ 9.76861871e-01 7.26970573e-03] [ 1.00000000e+00 1.65190981e-03]] [[ 1.00000000e+00 -1.59933238e-03] [ 9.76316764e-01 1.06223114e-03] [ 9.52601299e-01 3.08357338e-03] ... [ 9.53511819e-01 1.19996935e-02] [ 9.76793838e-01 6.84560730e-03] [ 1.00000000e+00 1.54000107e-03]]] | 3D array of the non-dimensional x and y airfoil coordinates of the airfoils interpolated along span for n_span stations. The leading edge is place at x=0 and y=0.
blade.opt_var.s_opt_twist | output |  | [0. 0.03448276 0.06896552 0.10344828 0.13793103 0.17241379 0.20689655 0.24137931 0.27586207 0.31034483 0.34482759 0.37931034 0.4137931 0.44827586 0.48275862 0.51724138 0.55172414 0.5862069 0.62068966 0.65517241 0.68965517 0.72413793 0.75862069 0.79310345 0.82758621 0.86206897 0.89655172 0.93103448 0.96551724 1. ]
blade.opt_var.s_opt_chord | output |  | [0. 0.03448276 0.06896552 0.10344828 0.13793103 0.17241379 0.20689655 0.24137931 0.27586207 0.31034483 0.34482759 0.37931034 0.4137931 0.44827586 0.48275862 0.51724138 0.55172414 0.5862069 0.62068966 0.65517241 0.68965517 0.72413793 0.75862069 0.79310345 0.82758621 0.86206897 0.89655172 0.93103448 0.96551724 1. ]
blade.opt_var.twist_opt | output | rad | [ 0. 0.71108204 0.71010059 0.62110926 0.48126332 0.35494216 0.26821741 0.21192099 0.18140141 0.15852501 0.13658278 0.11252435 0.08642306 0.06482777 0.04778457 0.03510491 0.02572079 0.01779535 0.00639055 -0.0069435 -0.01885381 -0.02725267 -0.03545553 -0.04197126 -0.04408781 -0.04456735 -0.04574229 -0.04908141 -0.05272335 -0.06340223]
blade.opt_var.chord_opt | output | m | [5. 5. 5.00260989 5.2480683 5.68201728 6.23616503 6.72749243 7. 7. 7. 6.98183684 6.87665127 6.68776951 6.4039089 6.04770743 5.69841438 5.41172253 5.15989218 4.90713585 4.65624341 4.39302948 4.10244436 3.84568831 3.62340492 3.39079802 3.13728849 2.90194672 2.65905396 2.40367374 1.19 ]
blade.opt_var.af_position | output |  | [0. 0.02192979 0.0657893 0.10964876 0.15350826 0.19736777 0.24122769 0.2850876 0.32894711 0.37280661 0.41666612 0.46052562 0.50438512 0.54824463 0.59210413 0.63596364 0.67982314 0.72368306 0.76754298 0.81140165 0.85526033 0.89911983 0.94297934 0.97368182 0.98683884 0.99561157 1. ]
blade.opt_var.s_opt_layer_0 | output |  | [0. 0.03448276 0.06896552 0.10344828 0.13793103 0.17241379 0.20689655 0.24137931 0.27586207 0.31034483 0.34482759 0.37931034 0.4137931 0.44827586 0.48275862 0.51724138 0.55172414 0.5862069 0.62068966 0.65517241 0.68965517 0.72413793 0.75862069 0.79310345 0.82758621 0.86206897 0.89655172 0.93103448 0.96551724 1. ]
blade.opt_var.layer_0_opt | output | m | [0.0005 0.0005 0.0005 0.0005 0.0005 0.0005 0.0005 0.0005 0.0005 0.0005 0.0005 0.0005 0.0005 0.0005 0.0005 0.0005 0.0005 0.0005 0.0005 0.0005 0.0005 0.0005 0.0005 0.0005 0.0005 0.0005 0.0005 0.0005 0.0005 0.0005]
blade.opt_var.s_opt_layer_1 | output |  | [0. 0.03448276 0.06896552 0.10344828 0.13793103 0.17241379 0.20689655 0.24137931 0.27586207 0.31034483 0.34482759 0.37931034 0.4137931 0.44827586 0.48275862 0.51724138 0.55172414 0.5862069 0.62068966 0.65517241 0.68965517 0.72413793 0.75862069 0.79310345 0.82758621 0.86206897 0.89655172 0.93103448 0.96551724 1. ]
blade.opt_var.layer_1_opt | output | m | [0.05 0.04081969 0.03226966 0.02415612 0.01564759 0.00867322 0.00473378 0.00312627 0.00227767 0.00203461 0.00200053 0.00200002 0.002 0.002 0.002 0.002 0.002 0.002 0.002 0.002 0.002 0.002 0.002 0.002 0.00180323 0.00131224 0.00104021 0.00100135 0.001 0.001 ]
blade.opt_var.s_opt_layer_2 | output |  | [0. 0.03448276 0.06896552 0.10344828 0.13793103 0.17241379 0.20689655 0.24137931 0.27586207 0.31034483 0.34482759 0.37931034 0.4137931 0.44827586 0.48275862 0.51724138 0.55172414 0.5862069 0.62068966 0.65517241 0.68965517 0.72413793 0.75862069 0.79310345 0.82758621 0.86206897 0.89655172 0.93103448 0.96551724 1. ]
blade.opt_var.layer_2_opt | output | m | [0.0001 0.00438147 0.0150519 0.03035182 0.04746369 0.06362935 0.07611578 0.08317021 0.08937909 0.09450151 0.09777677 0.09841932 0.09739565 0.09512692 0.09226371 0.08925432 0.08635675 0.0832791 0.07972353 0.07549254 0.0699988 0.06112214 0.04860463 0.03545513 0.02466062 0.01776472 0.01194345 0.00691416 0.00324837 0.001 ]
blade.opt_var.s_opt_layer_3 | output |  | [0. 0.03448276 0.06896552 0.10344828 0.13793103 0.17241379 0.20689655 0.24137931 0.27586207 0.31034483 0.34482759 0.37931034 0.4137931 0.44827586 0.48275862 0.51724138 0.55172414 0.5862069 0.62068966 0.65517241 0.68965517 0.72413793 0.75862069 0.79310345 0.82758621 0.86206897 0.89655172 0.93103448 0.96551724 1. ]
blade.opt_var.layer_3_opt | output | m | [0.0001 0.00438147 0.0150519 0.03035182 0.04746369 0.06362935 0.07611578 0.08317021 0.08937909 0.09450151 0.09777677 0.09841932 0.09739565 0.09512692 0.09226371 0.08925432 0.08635675 0.0832791 0.07972353 0.07549254 0.0699988 0.06112214 0.04860463 0.03545513 0.02466062 0.01776472 0.01194345 0.00691416 0.00324837 0.001 ]
blade.opt_var.s_opt_layer_4 | output |  | [0. 0.03448276 0.06896552 0.10344828 0.13793103 0.17241379 0.20689655 0.24137931 0.27586207 0.31034483 0.34482759 0.37931034 0.4137931 0.44827586 0.48275862 0.51724138 0.55172414 0.5862069 0.62068966 0.65517241 0.68965517 0.72413793 0.75862069 0.79310345 0.82758621 0.86206897 0.89655172 0.93103448 0.96551724 1. ]
blade.opt_var.layer_4_opt | output | m | [0. 0. 0. 0.00299507 0.00294581 0.00289655 0.00284729 0.00279803 0.00274877 0.00269951 0.00265025 0.00260099 0.00255172 0.00250246 0.0024532 0.00240394 0.00235468 0.00230542 0.00225616 0.0022069 0.00215764 0.00210837 0.00205911 0.00200985 0. 0. 0. 0. 0. 0. ]
blade.opt_var.s_opt_layer_5 | output |  | [0. 0.03448276 0.06896552 0.10344828 0.13793103 0.17241379 0.20689655 0.24137931 0.27586207 0.31034483 0.34482759 0.37931034 0.4137931 0.44827586 0.48275862 0.51724138 0.55172414 0.5862069 0.62068966 0.65517241 0.68965517 0.72413793 0.75862069 0.79310345 0.82758621 0.86206897 0.89655172 0.93103448 0.96551724 1. ]
blade.opt_var.layer_5_opt | output | m | [0. 0. 0. 0.0151551 0.02659419 0.03838054 0.04863375 0.05706524 0.06593926 0.07399829 0.07952219 0.08035564 0.07552905 0.06548829 0.05371052 0.04289912 0.03358001 0.02375535 0.01434111 0.00715383 0.00416067 0.00301727 0.0021994 0.00162397 0. 0. 0. 0. 0. 0. ]
blade.opt_var.s_opt_layer_6 | output |  | [0. 0.03448276 0.06896552 0.10344828 0.13793103 0.17241379 0.20689655 0.24137931 0.27586207 0.31034483 0.34482759 0.37931034 0.4137931 0.44827586 0.48275862 0.51724138 0.55172414 0.5862069 0.62068966 0.65517241 0.68965517 0.72413793 0.75862069 0.79310345 0.82758621 0.86206897 0.89655172 0.93103448 0.96551724 1. ]
blade.opt_var.layer_6_opt | output | m | [0. 0. 0. 0.0151551 0.02659419 0.03838054 0.04863375 0.05706524 0.06593926 0.07399829 0.07952219 0.08035564 0.07552905 0.06548829 0.05371052 0.04289912 0.03358001 0.02375535 0.01434111 0.00715383 0.00416067 0.00301727 0.0021994 0.00162397 0. 0. 0. 0. 0. 0. ]
blade.opt_var.s_opt_layer_7 | output |  | [0. 0.03448276 0.06896552 0.10344828 0.13793103 0.17241379 0.20689655 0.24137931 0.27586207 0.31034483 0.34482759 0.37931034 0.4137931 0.44827586 0.48275862 0.51724138 0.55172414 0.5862069 0.62068966 0.65517241 0.68965517 0.72413793 0.75862069 0.79310345 0.82758621 0.86206897 0.89655172 0.93103448 0.96551724 1. ]
blade.opt_var.layer_7_opt | output | m | [0. 0. 0. 0.05972906 0.0570197 0.05431034 0.05160099 0.04889163 0.04618227 0.04347291 0.04076355 0.03805419 0.03534483 0.03263547 0.02992611 0.02721675 0.02450739 0.02179803 0.01908867 0.01637931 0.01366995 0.01096059 0.00825123 0.00554187 0. 0. 0. 0. 0. 0. ]
blade.opt_var.s_opt_layer_8 | output |  | [0. 0.03448276 0.06896552 0.10344828 0.13793103 0.17241379 0.20689655 0.24137931 0.27586207 0.31034483 0.34482759 0.37931034 0.4137931 0.44827586 0.48275862 0.51724138 0.55172414 0.5862069 0.62068966 0.65517241 0.68965517 0.72413793 0.75862069 0.79310345 0.82758621 0.86206897 0.89655172 0.93103448 0.96551724 1. ]
blade.opt_var.layer_8_opt | output | m | [0. 0. 0. 0.05972906 0.0570197 0.05431034 0.05160099 0.04889163 0.04618227 0.04347291 0.04076355 0.03805419 0.03534483 0.03263547 0.02992611 0.02721675 0.02450739 0.02179803 0.01908867 0.01637931 0.01366995 0.01096059 0.00825123 0.00554187 0. 0. 0. 0. 0. 0. ]
blade.opt_var.s_opt_layer_9 | output |  | [0. 0.03448276 0.06896552 0.10344828 0.13793103 0.17241379 0.20689655 0.24137931 0.27586207 0.31034483 0.34482759 0.37931034 0.4137931 0.44827586 0.48275862 0.51724138 0.55172414 0.5862069 0.62068966 0.65517241 0.68965517 0.72413793 0.75862069 0.79310345 0.82758621 0.86206897 0.89655172 0.93103448 0.96551724 1. ]
blade.opt_var.layer_9_opt | output | m | [0. 0. 0. 0.05972906 0.0570197 0.05431034 0.05160099 0.04889163 0.04618227 0.04347291 0.04076355 0.03805419 0.03534483 0.03263547 0.02992611 0.02721675 0.02450739 0.02179803 0.01908867 0.01637931 0.01366995 0.01096059 0.00825123 0.00554187 0. 0. 0. 0. 0. 0. ]
blade.opt_var.s_opt_layer_10 | output |  | [0. 0.03448276 0.06896552 0.10344828 0.13793103 0.17241379 0.20689655 0.24137931 0.27586207 0.31034483 0.34482759 0.37931034 0.4137931 0.44827586 0.48275862 0.51724138 0.55172414 0.5862069 0.62068966 0.65517241 0.68965517 0.72413793 0.75862069 0.79310345 0.82758621 0.86206897 0.89655172 0.93103448 0.96551724 1. ]
blade.opt_var.layer_10_opt | output | m | [0. 0. 0. 0.05972906 0.0570197 0.05431034 0.05160099 0.04889163 0.04618227 0.04347291 0.04076355 0.03805419 0.03534483 0.03263547 0.02992611 0.02721675 0.02450739 0.02179803 0.01908867 0.01637931 0.01366995 0.01096059 0.00825123 0.00554187 0. 0. 0. 0. 0. 0. ]
blade.opt_var.s_opt_layer_11 | output |  | [0. 0.03448276 0.06896552 0.10344828 0.13793103 0.17241379 0.20689655 0.24137931 0.27586207 0.31034483 0.34482759 0.37931034 0.4137931 0.44827586 0.48275862 0.51724138 0.55172414 0.5862069 0.62068966 0.65517241 0.68965517 0.72413793 0.75862069 0.79310345 0.82758621 0.86206897 0.89655172 0.93103448 0.96551724 1. ]
blade.opt_var.layer_11_opt | output | m | [0.05 0.04081969 0.03226966 0.02415612 0.01564759 0.00867322 0.00473378 0.00312627 0.00227767 0.00203461 0.00200053 0.00200002 0.002 0.002 0.002 0.002 0.002 0.002 0.002 0.002 0.002 0.002 0.002 0.002 0.00180323 0.00131224 0.00104021 0.00100135 0.001 0.001 ]
blade.opt_var.s_opt_layer_12 | output |  | [0. 0.03448276 0.06896552 0.10344828 0.13793103 0.17241379 0.20689655 0.24137931 0.27586207 0.31034483 0.34482759 0.37931034 0.4137931 0.44827586 0.48275862 0.51724138 0.55172414 0.5862069 0.62068966 0.65517241 0.68965517 0.72413793 0.75862069 0.79310345 0.82758621 0.86206897 0.89655172 0.93103448 0.96551724 1. ]
blade.opt_var.layer_12_opt | output | m | [0. 0. 0. 0.00199391 0.00193306 0.00187221 0.00181136 0.00175051 0.00168966 0.0016288 0.00156795 0.0015071 0.00144625 0.0013854 0.00132454 0.00126369 0.00120284 0.00114199 0.00108114 0.00102028 0.00095943 0.00089858 0.00083773 0.00077688 0.00071602 0.00065517 0.00059432 0.00053347 0. 0. ]
blade.opt_var.s_opt_layer_13 | output |  | [0. 0.03448276 0.06896552 0.10344828 0.13793103 0.17241379 0.20689655 0.24137931 0.27586207 0.31034483 0.34482759 0.37931034 0.4137931 0.44827586 0.48275862 0.51724138 0.55172414 0.5862069 0.62068966 0.65517241 0.68965517 0.72413793 0.75862069 0.79310345 0.82758621 0.86206897 0.89655172 0.93103448 0.96551724 1. ]
blade.opt_var.layer_13_opt | output | m | [0. 0. 0. 0.04284584 0.04130426 0.03976268 0.0382211 0.03667951 0.03513793 0.03359635 0.03205477 0.03051318 0.0289716 0.02743002 0.02588844 0.02434686 0.02280527 0.02126369 0.01972211 0.01818053 0.01663895 0.01509736 0.01355578 0.0120142 0.01047262 0.00893103 0.00738945 0.00584787 0. 0. ]
blade.opt_var.s_opt_layer_14 | output |  | [0. 0.03448276 0.06896552 0.10344828 0.13793103 0.17241379 0.20689655 0.24137931 0.27586207 0.31034483 0.34482759 0.37931034 0.4137931 0.44827586 0.48275862 0.51724138 0.55172414 0.5862069 0.62068966 0.65517241 0.68965517 0.72413793 0.75862069 0.79310345 0.82758621 0.86206897 0.89655172 0.93103448 0.96551724 1. ]
blade.opt_var.layer_14_opt | output | m | [0. 0. 0. 0.00199391 0.00193306 0.00187221 0.00181136 0.00175051 0.00168966 0.0016288 0.00156795 0.0015071 0.00144625 0.0013854 0.00132454 0.00126369 0.00120284 0.00114199 0.00108114 0.00102028 0.00095943 0.00089858 0.00083773 0.00077688 0.00071602 0.00065517 0.00059432 0.00053347 0. 0. ]
blade.opt_var.s_opt_layer_15 | output |  | [0. 0.03448276 0.06896552 0.10344828 0.13793103 0.17241379 0.20689655 0.24137931 0.27586207 0.31034483 0.34482759 0.37931034 0.4137931 0.44827586 0.48275862 0.51724138 0.55172414 0.5862069 0.62068966 0.65517241 0.68965517 0.72413793 0.75862069 0.79310345 0.82758621 0.86206897 0.89655172 0.93103448 0.96551724 1. ]
blade.opt_var.layer_15_opt | output | m | [0. 0. 0. 0.00199391 0.00193306 0.00187221 0.00181136 0.00175051 0.00168966 0.0016288 0.00156795 0.0015071 0.00144625 0.0013854 0.00132454 0.00126369 0.00120284 0.00114199 0.00108114 0.00102028 0.00095943 0.00089858 0.00083773 0.00077688 0.00071602 0.00065517 0.00059432 0.00053347 0. 0. ]
blade.opt_var.s_opt_layer_16 | output |  | [0. 0.03448276 0.06896552 0.10344828 0.13793103 0.17241379 0.20689655 0.24137931 0.27586207 0.31034483 0.34482759 0.37931034 0.4137931 0.44827586 0.48275862 0.51724138 0.55172414 0.5862069 0.62068966 0.65517241 0.68965517 0.72413793 0.75862069 0.79310345 0.82758621 0.86206897 0.89655172 0.93103448 0.96551724 1. ]
blade.opt_var.layer_16_opt | output | m | [0. 0. 0. 0.04284584 0.04130426 0.03976268 0.0382211 0.03667951 0.03513793 0.03359635 0.03205477 0.03051318 0.0289716 0.02743002 0.02588844 0.02434686 0.02280527 0.02126369 0.01972211 0.01818053 0.01663895 0.01509736 0.01355578 0.0120142 0.01047262 0.00893103 0.00738945 0.00584787 0. 0. ]
blade.opt_var.s_opt_layer_17 | output |  | [0. 0.03448276 0.06896552 0.10344828 0.13793103 0.17241379 0.20689655 0.24137931 0.27586207 0.31034483 0.34482759 0.37931034 0.4137931 0.44827586 0.48275862 0.51724138 0.55172414 0.5862069 0.62068966 0.65517241 0.68965517 0.72413793 0.75862069 0.79310345 0.82758621 0.86206897 0.89655172 0.93103448 0.96551724 1. ]
blade.opt_var.layer_17_opt | output | m | [0. 0. 0. 0.00199391 0.00193306 0.00187221 0.00181136 0.00175051 0.00168966 0.0016288 0.00156795 0.0015071 0.00144625 0.0013854 0.00132454 0.00126369 0.00120284 0.00114199 0.00108114 0.00102028 0.00095943 0.00089858 0.00083773 0.00077688 0.00071602 0.00065517 0.00059432 0.00053347 0. 0. ]
blade.outer_shape_bem.af_position | output |  | [0. 0.02192979 0.0657893 0.10964876 0.15350826 0.19736777 0.24122769 0.2850876 0.32894711 0.37280661 0.41666612 0.46052562 0.50438512 0.54824463 0.59210413 0.63596364 0.67982314 0.72368306 0.76754298 0.81140165 0.85526033 0.89911983 0.94297934 0.97368182 0.98683884 0.99561157 1. ] | 1D array of the non dimensional positions of the airfoils af_used defined along blade span.
blade.outer_shape_bem.s | output |  | [0. 0.03448276 0.06896552 0.10344828 0.13793103 0.17241379 0.20689655 0.24137931 0.27586207 0.31034483 0.34482759 0.37931034 0.4137931 0.44827586 0.48275862 0.51724138 0.55172414 0.5862069 0.62068966 0.65517241 0.68965517 0.72413793 0.75862069 0.79310345 0.82758621 0.86206897 0.89655172 0.93103448 0.96551724 1. ] | 1D array of the non-dimensional spanwise grid defined along blade axis (0-blade root, 1-blade tip)
blade.outer_shape_bem.chord | output | m | [5. 5. 5.00260989 5.2480683 5.68201728 6.23616503 6.72749243 7. 7. 7. 6.98183684 6.87665127 6.68776951 6.4039089 6.04770743 5.69841438 5.41172253 5.15989218 4.90713585 4.65624341 4.39302948 4.10244436 3.84568831 3.62340492 3.39079802 3.13728849 2.90194672 2.65905396 2.40367374 1.19 ] | 1D array of the chord values defined along blade span.
blade.outer_shape_bem.twist | output | rad | [ 0. 0.71108204 0.71010059 0.62110926 0.48126332 0.35494216 0.26821741 0.21192099 0.18140141 0.15852501 0.13658278 0.11252435 0.08642306 0.06482777 0.04778457 0.03510491 0.02572079 0.01779535 0.00639055 -0.0069435 -0.01885381 -0.02725267 -0.03545553 -0.04197126 -0.04408781 -0.04456735 -0.04574229 -0.04908141 -0.05272335 -0.06340223] | 1D array of the twist values defined along blade span. The twist is defined positive for negative rotations around the z axis (the same as in BeamDyn).
blade.outer_shape_bem.pitch_axis | output |  | [0.5 0.5 0.49663095 0.28721906 0.275 0.275 0.275 0.275 0.275 0.275 0.275 0.275 0.275 0.275 0.275 0.275 0.275 0.275 0.275 0.275 0.275 0.275 0.275 0.275 0.275 0.275 0.275 0.275 0.275 0.275 ] | 1D array of the chordwise position of the pitch axis (0-LE, 1-TE), defined along blade span.
blade.outer_shape_bem.r_thick_yaml_interp | output |  | [0. 0. 0. 0. 0. 0. 0. 0. 0. 0. 0. 0. 0. 0. 0. 0. 0. 0. 0. 0. 0. 0. 0. 0. 0. 0. 0. 0. 0. 0.] | 1D array of the relative thickness values defined along blade span.
blade.outer_shape_bem.ref_axis | output | m | [[ 0. 0. 0. ] [ 0. 0. 4.17241409] [ 0. 0. 8.34482728] [ 0. 0. 12.51724135] [ 0. 0. 16.68965562] [ 0. 0. 20.86206926] [ 0. 0. 25.03448247] [ 0. 0. 29.20689606] [ 0. 0. 33.37931064] [ 0. 0. 37.55172413] [ 0. 0. 41.72413776] [ 0. 0. 45.89655186] [ 0. 0. 50.06896501] [ 0. 0. 54.24137912] [ 0. 0. 58.41379341] [ 0. 0. 62.58620722] [ 0. 0. 66.75862046] [ 0. 0. 70.93103474] [ 0. 0. 75.10344804] [ 0. 0. 79.27586181] [ 0. 0. 83.44827591] [ 0. 0. 87.62068939] [ 0. 0. 91.79310285] [ 0. 0. 95.96551723] [ 0. 0. 100.13793134] [ 0. 0. 104.31034494] [ 0. 0. 108.48275919] [ 0. 0. 112.65517245] [ 0. 0. 116.82758588] [ 0. 0. 121. ]] | 2D array of the coordinates (x,y,z) of the blade reference axis, defined along blade span. The coordinate system is the one of BeamDyn: it is placed at blade root with x pointing the suction side of the blade, y pointing the trailing edge and z along the blade span. A standard configuration will have negative x values (prebend), if swept positive y values, and positive z values.
blade.pa.twist_param | output | rad | [ 0. 0.71108204 0.71010059 0.62110926 0.48126332 0.35494216 0.26821741 0.21192099 0.18140141 0.15852501 0.13658278 0.11252435 0.08642306 0.06482777 0.04778457 0.03510491 0.02572079 0.01779535 0.00639055 -0.0069435 -0.01885381 -0.02725267 -0.03545553 -0.04197126 -0.04408781 -0.04456735 -0.04574229 -0.04908141 -0.05272335 -0.06340223] | 1D array of the twist values defined along blade span. The twist is the result of the parameterization.
blade.pa.chord_param | output | m | [5. 5. 5.00260989 5.2480683 5.68201728 6.23616503 6.72749243 7. 7. 7. 6.98183684 6.87665127 6.68776951 6.4039089 6.04770743 5.69841438 5.41172253 5.15989218 4.90713585 4.65624341 4.39302948 4.10244436 3.84568831 3.62340492 3.39079802 3.13728849 2.90194672 2.65905396 2.40367374 1.19 ] | 1D array of the chord values defined along blade span. The chord is the result of the parameterization.
blade.pa.max_chord_constr | output |  | [1.05263158 1.05263158 1.05318103 1.10485648 1.19621416 1.31287685 1.4163142 1.47368421 1.47368421 1.47368421 1.46986039 1.44771606 1.40795148 1.34819135 1.27320156 1.19966619 1.13931001 1.08629309 1.03308123 0.98026177 0.92484831 0.8636725 0.80961859 0.76282209 0.71385221 0.66048179 0.61093615 0.55980083 0.50603658 0.25052632] | 1D array of the ratio between chord values and maximum chord along blade span.
blade.ps.layer_thickness_param | output | m | [[0.0005 0.0005 0.0005 0.0005 0.0005 0.0005 0.0005 0.0005 0.0005 0.0005 0.0005 0.0005 0.0005 0.0005 0.0005 0.0005 0.0005 0.0005 0.0005 0.0005 0.0005 0.0005 0.0005 0.0005 0.0005 0.0005 0.0005 0.0005 0.0005 0.0005 ] [0.05 0.04081969 0.03226966 0.02415612 0.01564759 0.00867322 0.00473378 0.00312627 0.00227767 0.00203461 0.00200053 0.00200002 0.002 0.002 0.002 0.002 0.002 0.002 0.002 0.002 0.002 0.002 0.002 0.002 0.00180323 0.00131224 0.00104021 0.00100135 0.001 0.001 ] [0.0001 0.00438147 0.0150519 0.03035182 0.04746369 0.06362935 0.07611578 0.08317021 0.08937909 0.09450151 0.09777677 0.09841932 0.09739565 0.09512692 0.09226371 0.08925432 0.08635675 0.0832791 0.07972353 0.07549254 0.0699988 0.06112214 0.04860463 0.03545513 0.02466062 0.01776472 0.01194345 0.00691416 0.00324837 0.001 ] [0.0001 0.00438147 0.0150519 0.03035182 0.04746369 0.06362935 0.07611578 0.08317021 0.08937909 0.09450151 0.09777677 0.09841932 0.09739565 0.09512692 0.09226371 0.08925432 0.08635675 0.0832791 0.07972353 0.07549254 0.0699988 0.06112214 0.04860463 0.03545513 0.02466062 0.01776472 0.01194345 0.00691416 0.00324837 0.001 ] [0. 0. 0. 0.00299507 0.00294581 0.00289655 0.00284729 0.00279803 0.00274877 0.00269951 0.00265025 0.00260099 0.00255172 0.00250246 0.0024532 0.00240394 0.00235468 0.00230542 0.00225616 0.0022069 0.00215764 0.00210837 0.00205911 0.00200985 0. 0. 0. 0. 0. 0. ] [0. 0. 0. 0.0151551 0.02659419 0.03838054 0.04863375 0.05706524 0.06593926 0.07399829 0.07952219 0.08035564 0.07552905 0.06548829 0.05371052 0.04289912 0.03358001 0.02375535 0.01434111 0.00715383 0.00416067 0.00301727 0.0021994 0.00162397 0. 0. 0. 0. 0. 0. ] [0. 0. 0. 0.0151551 0.02659419 0.03838054 0.04863375 0.05706524 0.06593926 0.07399829 0.07952219 0.08035564 0.07552905 0.06548829 0.05371052 0.04289912 0.03358001 0.02375535 0.01434111 0.00715383 0.00416067 0.00301727 0.0021994 0.00162397 0. 0. 0. 0. 0. 0. ] [0. 0. 0. 0.05972906 0.0570197 0.05431034 0.05160099 0.04889163 0.04618227 0.04347291 0.04076355 0.03805419 0.03534483 0.03263547 0.02992611 0.02721675 0.02450739 0.02179803 0.01908867 0.01637931 0.01366995 0.01096059 0.00825123 0.00554187 0. 0. 0. 0. 0. 0. ] [0. 0. 0. 0.05972906 0.0570197 0.05431034 0.05160099 0.04889163 0.04618227 0.04347291 0.04076355 0.03805419 0.03534483 0.03263547 0.02992611 0.02721675 0.02450739 0.02179803 0.01908867 0.01637931 0.01366995 0.01096059 0.00825123 0.00554187 0. 0. 0. 0. 0. 0. ] [0. 0. 0. 0.05972906 0.0570197 0.05431034 0.05160099 0.04889163 0.04618227 0.04347291 0.04076355 0.03805419 0.03534483 0.03263547 0.02992611 0.02721675 0.02450739 0.02179803 0.01908867 0.01637931 0.01366995 0.01096059 0.00825123 0.00554187 0. 0. 0. 0. 0. 0. ] [0. 0. 0. 0.05972906 0.0570197 0.05431034 0.05160099 0.04889163 0.04618227 0.04347291 0.04076355 0.03805419 0.03534483 0.03263547 0.02992611 0.02721675 0.02450739 0.02179803 0.01908867 0.01637931 0.01366995 0.01096059 0.00825123 0.00554187 0. 0. 0. 0. 0. 0. ] [0.05 0.04081969 0.03226966 0.02415612 0.01564759 0.00867322 0.00473378 0.00312627 0.00227767 0.00203461 0.00200053 0.00200002 0.002 0.002 0.002 0.002 0.002 0.002 0.002 0.002 0.002 0.002 0.002 0.002 0.00180323 0.00131224 0.00104021 0.00100135 0.001 0.001 ] [0. 0. 0. 0.00199391 0.00193306 0.00187221 0.00181136 0.00175051 0.00168966 0.0016288 0.00156795 0.0015071 0.00144625 0.0013854 0.00132454 0.00126369 0.00120284 0.00114199 0.00108114 0.00102028 0.00095943 0.00089858 0.00083773 0.00077688 0.00071602 0.00065517 0.00059432 0.00053347 0. 0. ] [0. 0. 0. 0.04284584 0.04130426 0.03976268 0.0382211 0.03667951 0.03513793 0.03359635 0.03205477 0.03051318 0.0289716 0.02743002 0.02588844 0.02434686 0.02280527 0.02126369 0.01972211 0.01818053 0.01663895 0.01509736 0.01355578 0.0120142 0.01047262 0.00893103 0.00738945 0.00584787 0. 0. ] [0. 0. 0. 0.00199391 0.00193306 0.00187221 0.00181136 0.00175051 0.00168966 0.0016288 0.00156795 0.0015071 0.00144625 0.0013854 0.00132454 0.00126369 0.00120284 0.00114199 0.00108114 0.00102028 0.00095943 0.00089858 0.00083773 0.00077688 0.00071602 0.00065517 0.00059432 0.00053347 0. 0. ] [0. 0. 0. 0.00199391 0.00193306 0.00187221 0.00181136 0.00175051 0.00168966 0.0016288 0.00156795 0.0015071 0.00144625 0.0013854 0.00132454 0.00126369 0.00120284 0.00114199 0.00108114 0.00102028 0.00095943 0.00089858 0.00083773 0.00077688 0.00071602 0.00065517 0.00059432 0.00053347 0. 0. ] [0. 0. 0. 0.04284584 0.04130426 0.03976268 0.0382211 0.03667951 0.03513793 0.03359635 0.03205477 0.03051318 0.0289716 0.02743002 0.02588844 0.02434686 0.02280527 0.02126369 0.01972211 0.01818053 0.01663895 0.01509736 0.01355578 0.0120142 0.01047262 0.00893103 0.00738945 0.00584787 0. 0. ] [0. 0. 0. 0.00199391 0.00193306 0.00187221 0.00181136 0.00175051 0.00168966 0.0016288 0.00156795 0.0015071 0.00144625 0.0013854 0.00132454 0.00126369 0.00120284 0.00114199 0.00108114 0.00102028 0.00095943 0.00089858 0.00083773 0.00077688 0.00071602 0.00065517 0.00059432 0.00053347 0. 0. ]] | 2D array of the thickness of the layers of the blade structure after the parametrization. The first dimension represents each layer, the second dimension represents each entry along blade span.
bos.plant_turbine_spacing | output |  | [7.] | Distance between turbines in rotor diameters
bos.plant_row_spacing | output |  | [7.] | Distance between turbine rows in rotor diameters
bos.commissioning_pct | output |  | [0.01]
bos.decommissioning_pct | output |  | [0.15]
bos.distance_to_substation | output | km | [1.]
bos.distance_to_interconnection | output | km | [8.5]
bos.site_distance | output | km | [115.]
bos.distance_to_landfall | output | km | [50.]
bos.port_cost_per_month | output | USD/mo | [2000000.]
bos.site_auction_price | output | USD | [1.e+08]
bos.site_assessment_plan_cost | output | USD | [1000000.]
bos.site_assessment_cost | output | USD | [25000000.]
bos.construction_operations_plan_cost | output | USD | [2500000.]
bos.boem_review_cost | output | USD | [0.]
bos.design_install_plan_cost | output | USD | [2500000.]
configuration.rated_power | output | W | [20000000.] | Electrical rated power of the generator.
configuration.lifetime | output | year | [25.] | Turbine design lifetime.
configuration.rotor_diameter_user | output | m | [270.] | Diameter of the rotor specified by the user. It is defined as two times the blade length plus the hub diameter.
configuration.hub_height_user | output | m | [161.] | Height of the hub center over the ground (land-based) or the mean sea level (offshore) specified by the user.
configuration.ws_class | output | Unavailable | I | IEC wind turbine class. I - offshore, II coastal, III - land-based, IV - low wind speed site.
configuration.turb_class | output | Unavailable | B | IEC wind turbine category. A - high turbulence intensity (land-based), B - mid turbulence, C - low turbulence (offshore).
configuration.gearbox_type | output | Unavailable | direct_drive | Gearbox configuration (geared, direct-drive, etc.).
configuration.rotor_orientation | output | Unavailable | upwind | Rotor orientation, either upwind or downwind.
configuration.upwind | output | Unavailable | TRUE | Convenient boolean for upwind (True) or downwind (False).
configuration.n_blades | output | Unavailable | 3 | Number of blades of the rotor.
control.V_in | output | m/s | [3.] | Cut in wind speed. This is the wind speed where region II begins.
control.V_out | output | m/s | [25.] | Cut out wind speed. This is the wind speed where region III ends.
control.minOmega | output | rad/s | [0.52359878] | Minimum allowed rotor speed.
control.maxOmega | output | rad/s | [0.79168135] | Maximum allowed rotor speed.
control.max_TS | output | m/s | [95.] | Maximum allowed blade tip speed.
control.max_pitch_rate | output | rad/s | [0.03490659] | Maximum allowed blade pitch rate
control.max_torque_rate | output | N*m/s | [1500000.] | Maximum allowed generator torque rate
control.rated_TSR | output |  | [9.] | Constant tip speed ratio in region II.
control.rated_pitch | output | rad | [0.] | Constant pitch angle in region II.
costs.offset_tcc_per_kW | output | USD/kW | [0.] | Offset to turbine capital cost
costs.bos_per_kW | output | USD/kW | [4053.] | Balance of station/plant capital cost
costs.opex_per_kW | output | USD/kW/year | [137.] | Average annual operational expenditures of the turbine
costs.wake_loss_factor | output |  | [0.15] | The losses in AEP due to waked conditions
costs.fixed_charge_rate | output |  | [0.056] | Fixed charge rate for coe calculation
costs.labor_rate | output | USD/h | [58.8]
costs.painting_rate | output | USD/m**2 | [30.]
costs.blade_mass_cost_coeff | output | USD/kg | [14.6]
costs.hub_mass_cost_coeff | output | USD/kg | [3.9]
costs.pitch_system_mass_cost_coeff | output | USD/kg | [22.1]
costs.spinner_mass_cost_coeff | output | USD/kg | [11.1]
costs.lss_mass_cost_coeff | output | USD/kg | [11.9]
costs.bearing_mass_cost_coeff | output | USD/kg | [4.5]
costs.gearbox_torque_cost | output | USD/kN/m | [50.]
costs.hss_mass_cost_coeff | output | USD/kg | [6.8]
costs.generator_mass_cost_coeff | output | USD/kg | [12.4]
costs.bedplate_mass_cost_coeff | output | USD/kg | [2.9]
costs.yaw_mass_cost_coeff | output | USD/kg | [8.3]
costs.converter_mass_cost_coeff | output | USD/kg | [18.8]
costs.transformer_mass_cost_coeff | output | USD/kg | [18.8]
costs.hvac_mass_cost_coeff | output | USD/kg | [124.]
costs.cover_mass_cost_coeff | output | USD/kg | [5.7]
costs.elec_connec_machine_rating_cost_coeff | output | USD/kW | [41.85]
costs.platforms_mass_cost_coeff | output | USD/kg | [17.1]
costs.tower_mass_cost_coeff | output | USD/kg | [2.68326152]
costs.controls_machine_rating_cost_coeff | output | USD/kW | [21.15]
costs.crane_cost | output | USD | [12000.]
costs.electricity_price | output | USD/kW/h | [0.04]
costs.reserve_margin_price | output | USD/kW/year | [120.]
costs.capacity_credit | output |  | [0.]
costs.benchmark_price | output | USD/kW/h | [0.071]
costs.turbine_number | output | Unavailable | 40 | Number of turbines at plant
env.rho_air | output | kg/m**3 | [1.225] | Density of air
env.mu_air | output | kg/m/s | [1.81e-05] | Dynamic viscosity of air
env.shear_exp | output |  | [0.12] | Shear exponent of the wind.
env.speed_sound_air | output | m/s | [340.] | Speed of sound in air.
env.weibull_k | output |  | [2.] | Shape parameter of the Weibull probability density function of the wind.
env.rho_water | output | kg/m**3 | [1025.] | Density of ocean water
env.mu_water | output | kg/m/s | [0.0013351] | Dynamic viscosity of ocean water
env.water_depth | output | m | [40.] | Water depth for analysis. Values > 0 mean offshore
env.Hsig_wave | output | m | [4.52] | Significant wave height
env.Tsig_wave | output | s | [9.45] | Significant wave period
env.G_soil | output | N/m**2 | [1.4e+08] | Shear stress of soil
env.nu_soil | output |  | [0.4] | Poisson ratio of soil
generator.B_r | output | T | [1.279]
generator.P_Fe0e | output | W/kg | [1.]
generator.P_Fe0h | output | W/kg | [4.]
generator.S_N | output |  | [-0.002]
generator.alpha_p | output |  | [1.09955743]
generator.b_r_tau_r | output |  | [0.45]
generator.b_ro | output | m | [0.004]
generator.b_s_tau_s | output |  | [0.45]
generator.b_so | output | m | [0.004]
generator.cofi | output |  | [0.9]
generator.freq | output | Hz | [60.]
generator.h_i | output | m | [0.004]
generator.h_sy0 | output |  | [0.]
generator.h_w | output | m | [0.005]
generator.k_fes | output |  | [0.8]
generator.k_fillr | output |  | [0.55]
generator.k_fills | output |  | [0.65]
generator.k_s | output |  | [0.2]
generator.mu_0 | output | m*kg/s**2/A**2 | [1.25663706e-06]
generator.mu_r | output | m*kg/s**2/A**2 | [1.06]
generator.p | output |  | [100.]
generator.phi | output | rad | [1.57079633]
generator.ratio_mw2pp | output |  | [0.8]
generator.resist_Cu | output | ohm/m | [2.52e-08]
generator.sigma | output | Pa | [60000.]
generator.y_tau_p | output |  | [0.8]
generator.y_tau_pr | output |  | [0.8333333]
generator.I_0 | output | A | [0.]
generator.d_r | output | m | [0.]
generator.h_m | output | m | [0.09953851]
generator.h_0 | output | m | [0.05]
generator.h_s | output | m | [0.37694491]
generator.len_s | output | m | [2.23961662]
generator.n_r | output |  | [0.]
generator.rad_ag | output | m | [5.12623359]
generator.t_wr | output | m | [0.]
generator.n_s | output |  | [0.]
generator.b_st | output | m | [0.]
generator.d_s | output | m | [0.]
generator.t_ws | output | m | [0.]
generator.rho_Copper | output | kg/m**3 | [8900.]
generator.rho_Fe | output | kg/m**3 | [7700.]
generator.rho_Fes | output | kg/m**3 | [7850.]
generator.rho_PM | output | kg/m**3 | [7450.]
generator.C_Cu | output | USD/kg | [4.786]
generator.C_Fe | output | USD/kg | [0.556]
generator.C_Fes | output | USD/kg | [0.50139]
generator.C_PM | output | USD/kg | [50.]
generator.N_c | output |  | [2.]
generator.b | output |  | [2.]
generator.c | output |  | [5.]
generator.E_p | output | V | [1905.25588833]
generator.h_yr | output | m | [0.03617595]
generator.h_ys | output | m | [0.03618115]
generator.h_sr | output | m | [0.04677116] | Structural Mass
generator.h_ss | output | m | [0.04650826]
generator.t_r | output | m | [0.06076571]
generator.t_s | output | m | [0.06065214]
generator.u_allow_pcent | output |  | [8.5]
generator.y_allow_pcent | output |  | [1.]
generator.z_allow_deg | output | deg | [0.05]
generator.B_tmax | output | T | [1.9]
generator.m | output | Unavailable | 3
generator.q1 | output | Unavailable | 5
generator.q2 | output | Unavailable | 4
high_level_tower_props.tower_ref_axis | output | m | [[ 0. 0. 15. ] [ 0. 0. 49.36020979] [ 0. 0. 98.44622378] [ 0. 0. 127.89783217] [ 0. 0. 155.386 ]] | 2D array of the coordinates (x,y,z) of the tower reference axis. The coordinate system is the global coordinate system of OpenFAST: it is placed at tower base with x pointing downwind, y pointing on the side and z pointing vertically upwards. A standard tower configuration will have zero x and y values and positive z values.
high_level_tower_props.hub_height | output | m | [161.] | Height of the hub in the global reference system, i.e. distance rotor center to ground.
hub.radius | output | m | [5.] | Radius of the hub. It defines the distance of the blade root from the rotor center along the coned line.
hub.cone | output | rad | [0.06981317] | Cone angle of the rotor. It defines the angle between the rotor plane and the blade pitch axis. A standard machine has positive values.
hub.flange_t2shell_t | output |  | [6.]
hub.flange_OD2hub_D | output |  | [0.6]
hub.flange_ID2flange_OD | output |  | [0.8]
hub.hub_stress_concentration | output |  | [3.]
hub.clearance_hub_spinner | output | m | [0.5]
hub.spin_hole_incr | output |  | [1.2]
hub.pitch_system_scaling_factor | output |  | [0.75]
hub.hub_in2out_circ | output |  | [1.2]
hub.n_front_brackets | output | Unavailable | 5
hub.n_rear_brackets | output | Unavailable | 5
hub.hub_material | output | Unavailable | cast_iron
hub.spinner_material | output | Unavailable | glass_uni
materials.ply_t | output | m | [0. 0. 0. 0. 0.005 0.00515873 0.001 0.001 0. 0. 0. ] | 1D array of the ply thicknesses of the materials. Non-composite materials are kept at 0.
materials.fvf | output |  | [0. 0. 0. 0. 0.57 0.10769231 0.57 0.57 0. 0. 0. ] | 1D array of the non-dimensional fiber volume fraction of the composite materials. Non-composite materials are kept at 0.
materials.fwf | output |  | [0. 0. 0. 0. 0.74506827 0.15889029 0.74506827 0.74506827 0. 0. 0. ] | 1D array of the non-dimensional fiber weight- fraction of the composite materials. Non-composite materials are kept at 0.
materials.E | output | Pa | [[3.440e+09 3.440e+09 3.440e+09] [2.000e+11 2.000e+11 2.000e+11] [2.050e+11 2.050e+11 2.050e+11] [1.180e+11 1.180e+11 1.180e+11] [4.460e+10 1.700e+10 1.670e+10] [1.145e+11 8.390e+09 8.390e+09] [1.110e+10 1.110e+10 1.670e+10] [2.870e+10 1.660e+10 1.670e+10] [1.292e+08 1.292e+08 1.292e+08] [1.000e+06 1.000e+06 1.000e+06] [4.560e+06 4.560e+06 4.560e+06]] | 2D array of the Youngs moduli of the materials. Each row represents a material, the three columns represent E11, E22 and E33.
materials.G | output | Pa | [[1.32300000e+09 1.32300000e+09 1.32300000e+09] [7.93000000e+10 7.93000000e+10 7.93000000e+10] [8.00000000e+10 8.00000000e+10 8.00000000e+10] [4.76000000e+10 4.76000000e+10 4.76000000e+10] [3.27000000e+09 3.48000000e+09 3.50000000e+09] [5.99000000e+09 5.99000000e+09 5.99000000e+09] [1.35300000e+10 3.49000000e+09 3.49000000e+09] [8.40000000e+09 3.49000000e+09 3.49000000e+09] [4.89469697e+07 4.89469697e+07 4.89469697e+07] [3.12500000e+05 3.12500000e+05 3.12500000e+05] [1.52000000e+06 1.52000000e+06 1.52000000e+06]] | 2D array of the shear moduli of the materials. Each row represents a material, the three columns represent G12, G13 and G23.
materials.nu | output |  | [[0.3 0.3 0.3 ] [0.3 0.3 0.3 ] [0.3 0.3 0.3 ] [0.3 0.3 0.3 ] [0.262 0.35 0.264] [0.27 0.27 0.27 ] [0.5 0. 0.066] [0.5 0. 0.17 ] [0.32 0.32 0.32 ] [0.3 0.3 0.3 ] [0.49 0.49 0.49 ]] | 2D array of the Poisson ratio of the materials. Each row represents a material, the three columns represent nu12, nu13 and nu23.
materials.Xt | output | Pa | [[7.400e+01 7.400e+01 7.400e+01] [4.500e+08 4.500e+08 4.500e+08] [8.140e+08 8.140e+08 8.140e+08] [3.100e+08 3.100e+08 3.100e+08] [6.092e+08 3.810e+07 1.529e+07] [1.546e+09 0.000e+00 0.000e+00] [4.290e+07 4.260e+07 1.530e+07] [3.960e+08 7.640e+07 1.530e+07] [2.083e+06 2.083e+06 2.083e+06] [0.000e+00 0.000e+00 0.000e+00] [6.900e+05 6.900e+05 6.900e+05]] | 2D array of the Ultimate Tensile Strength (UTS) of the materials. Each row represents a material, the three columns represent Xt12, Xt13 and Xt23.
materials.Xc | output | Pa | [[8.7000e+01 8.7000e+01 8.7000e+01] [4.5000e+08 4.5000e+08 4.5000e+08] [8.1400e+08 8.1400e+08 8.1400e+08] [3.1000e+08 3.1000e+08 3.1000e+08] [4.7471e+08 1.1264e+08 1.1322e+08] [1.0470e+09 0.0000e+00 0.0000e+00] [7.0700e+07 7.0700e+07 1.1320e+08] [4.4890e+08 1.7470e+08 1.1320e+08] [1.5630e+06 1.5630e+06 1.5630e+06] [0.0000e+00 0.0000e+00 0.0000e+00] [4.0000e+05 4.0000e+05 4.0000e+05]] | 2D array of the Ultimate Compressive Strength (UCS) of the materials. Each row represents a material, the three columns represent Xc12, Xc13 and Xc23.
materials.S | output | Pa | [[2.126e+07 2.126e+07 2.126e+07] [0.000e+00 0.000e+00 0.000e+00] [0.000e+00 0.000e+00 0.000e+00] [0.000e+00 0.000e+00 0.000e+00] [1.891e+07 1.724e+07 1.316e+07] [0.000e+00 0.000e+00 0.000e+00] [1.034e+08 1.720e+07 1.320e+07] [1.034e+08 1.720e+07 1.320e+07] [1.250e+06 1.250e+06 1.250e+06] [0.000e+00 0.000e+00 0.000e+00] [3.100e+05 3.100e+05 3.100e+05]] | 2D array of the Ultimate Shear Strength (USS) of the materials. Each row represents a material, the three columns represent S12, S13 and S23.
materials.sigma_y | output | Pa | [0.00e+00 3.45e+08 4.85e+08 2.65e+08 0.00e+00 0.00e+00 0.00e+00 0.00e+00 0.00e+00 0.00e+00 0.00e+00] | Yield stress of the material (in the principle direction for composites).
materials.wohler_exp | output |  | [ 1. 3. 3. 3. 10. 16.1 10. 10. 1. 1. 1. ] | Exponent of S-N Wohler fatigue curve in the form of S = A*N^-(1/m).
materials.wohler_intercept | output |  | [8.70000000e+01 3.55346484e+10 3.55346484e+10 3.55346484e+10 6.09200000e+08 1.54600000e+09 1.13200000e+08 4.48900000e+08 2.08300000e+06 0.00000000e+00 6.90000000e+05] | Stress-intercept (A) of S-N Wohler fatigue curve in the form of S = A*N^-(1/m), taken as ultimate stress unless otherwise specified.
materials.unit_cost | output | USD/kg | [ 7.23 0.7 0.9 0.5 1.87 30. 3. 2.86 13. 3.63 9. ] | 1D array of the unit costs of the materials.
materials.waste | output |  | [0.25 0. 0. 0. 0.05 0.05 0.15 0.15 0.2 0. 0. ] | 1D array of the non-dimensional waste fraction of the materials.
materials.roll_mass | output | kg | [ 0. 0. 0. 0. 0. 0. 181.4368 181.4368 0. 0. 0. ] | 1D array of the roll mass of the composite fabrics. Non-composite materials are kept at 0.
materials.orth | output | Unavailable | [0. 0. 0. 0. 1. 1. 1. 1. 0. 0. 0.] | 1D array of flags to set whether a material is isotropic (0) or orthtropic (1). Each entry represents a material.
monopile.s | output |  | [0. 0.35294118 0.52941176 0.70588235 0.82352941 0.94117647 1. ] | 1D array of the non-dimensional grid defined along the tower axis (0-tower base, 1-tower top)
monopile.height | output | m | [85.] | Scalar of the tower height computed along the z axis.
monopile.length | output | m | [85.] | Scalar of the tower length computed along its curved axis. A standard straight tower will be as high as long.
monopile.foundation_height | output | m | [-70.] | Foundation height in respect to the ground level.
monopile.diameter | output | m | [11. 11. 11. 11. 11. 11. 11.] | 1D array of the outer diameter values defined along the tower axis.
monopile.layer_thickness | output | m | [[0.02070037 0.08853859 0.13736565 0.06686616 0.11896096 0.05282392 0.1068033 ]] | 2D array of the thickness of the layers of the tower structure. The first dimension represents each layer, the second dimension represents each piecewise-constant entry of the tower sections.
monopile.outfitting_factor | output |  | [1.07] | Multiplier that accounts for secondary structure mass inside of tower
monopile.transition_piece_mass | output | kg | [100000.] | point mass of transition piece
monopile.transition_piece_cost | output | USD | [500000.] | cost of transition piece
monopile.gravity_foundation_mass | output | kg | [0.] | extra mass of gravity foundation
monopile.layer_name | output | Unavailable | ['monopile_wall'] | 1D array of the names of the layers modeled in the tower structure.
monopile.layer_mat | output | Unavailable | ['steel'] | 1D array of the names of the materials of each layer modeled in the tower structure.
nacelle.uptilt | output | rad | [0.10471976] | Nacelle uptilt angle. A standard machine has positive values.
nacelle.distance_tt_hub | output | m | [5.614] | Vertical distance from tower top plane to hub flange
nacelle.overhang | output | m | [12.0313] | Horizontal distance from tower top edge to hub flange
nacelle.gearbox_efficiency | output |  | [1.] | Efficiency of the gearbox. Set to 1.0 for direct-drive
nacelle.gearbox_mass_user | output | kg | [0.] | User override of gearbox mass.
nacelle.gearbox_torque_density | output | N*m/kg | [0.] | Torque density of the gearbox.
nacelle.gearbox_radius_user | output | m | [0.] | User override of gearbox radius (only used if gearbox_mass_user is > 0).
nacelle.gearbox_length_user | output | m | [0.] | User override of gearbox length (only used if gearbox_mass_user is > 0).
nacelle.gear_ratio | output |  | [1.] | Total gear ratio of drivetrain (use 1.0 for direct)
nacelle.distance_hub_mb | output | m | [2.] | Distance from hub flange to first main bearing along shaft
nacelle.distance_mb_mb | output | m | [1.] | Distance from first to second main bearing along shaft
nacelle.L_generator | output | m | [2.15] | Generator length along shaft
nacelle.lss_diameter | output | m | [3. 3.] | Diameter of low speed shaft
nacelle.lss_wall_thickness | output | m | [0.1 0.1] | Thickness of low speed shaft
nacelle.damping_ratio | output |  | [0.005] | Damping ratio for the drivetrain system
nacelle.brake_mass_user | output | kg | [0.] | Override regular regression-based calculation of brake mass with this value
nacelle.hvac_mass_coeff | output | kg/kW/m | [0.025] | Regression-based scaling coefficient on machine rating to get HVAC system mass
nacelle.converter_mass_user | output | kg | [0.] | Override regular regression-based calculation of converter mass with this value
nacelle.transformer_mass_user | output | kg | [0.] | Override regular regression-based calculation of transformer mass with this value
nacelle.nose_diameter | output | m | [2.2 2.2] | Diameter of nose (also called turret or spindle)
nacelle.nose_wall_thickness | output | m | [0.1 0.1] | Thickness of nose (also called turret or spindle)
nacelle.bedplate_wall_thickness | output | m | [0.05 0.05 0.05 0.05] | Thickness of hollow elliptical bedplate
nacelle.mb1Type | output | Unavailable | CARB | Type of main bearing: CARB / CRB / SRB / TRB
nacelle.mb2Type | output | Unavailable | SRB | Type of main bearing: CARB / CRB / SRB / TRB
nacelle.uptower | output | Unavailable | TRUE | If power electronics are located uptower (True) or at tower base (False)
nacelle.lss_material | output | Unavailable | steel_drive | Material name identifier for the low speed shaft
nacelle.hss_material | output | Unavailable | steel | Material name identifier for the high speed shaft
nacelle.bedplate_material | output | Unavailable | steel_drive | Material name identifier for the bedplate
tower.ref_axis | output | m | [[ 0. 0. 15.] [ 0. 0. 50.] [ 0. 0. 100.] [ 0. 0. 130.] [ 0. 0. 158.]] | 2D array of the coordinates (x,y,z) of the tower reference axis. The coordinate system is the global coordinate system of OpenFAST: it is placed at tower base with x pointing downwind, y pointing on the side and z pointing vertically upwards. A standard tower configuration will have zero x and y values and positive z values.
tower.diameter | output | m | [11. 11. 11. 10.79397835 6. ] | 1D array of the outer diameter values defined along the tower axis.
tower.cd | output |  | [0.5 0.5 0.5 0.5 0.5] | 1D array of the drag coefficients defined along the tower height.
tower.layer_thickness | output | m | [[0.08156675 0.04812031 0.02009088 0.00936701 0.02009685]] | 2D array of the thickness of the layers of the tower structure. The first dimension represents each layer, the second dimension represents each piecewise-constant entry of the tower sections.
tower.outfitting_factor | output |  | [1.07] | Multiplier that accounts for secondary structure mass inside of tower
tower.layer_name | output | Unavailable | ['tower_wall'] | 1D array of the names of the layers modeled in the tower structure.
tower.layer_mat | output | Unavailable | ['steel'] | 1D array of the names of the materials of each layer modeled in the tower structure.
tower_grid.s | output |  | [0. 0.24475524 0.59440559 0.8041958 1. ] | 1D array of the non-dimensional grid defined along the tower axis (0-tower base, 1-tower top)
tower_grid.height | output | m | [140.386] | Scalar of the tower height computed along the z axis.
tower_grid.length | output | m | [140.386] | Scalar of the tower length computed along its curved axis. A standard straight tower will be as high as long.
tower_grid.foundation_height | output | m | [15.] | Foundation height in respect to the ground level.