## Sheet1
variables | type | units | values | description
financese.machine_rating | input | kW | [15000.]
financese.offset_tcc_per_kW | input | USD/kW | [0.]
financese.opex_per_kW | input | USD/kW/year | [110.]
financese.plant_aep_in | input | kW*h | [0.]
financese.wake_loss_factor | input |  | [0.15]
financese.fixed_charge_rate | input |  | [0.058]
financese.electricity_price | input | USD/kW/h | [0.04]
financese.reserve_margin_price | input | USD/kW/year | [120.]
financese.capacity_credit | input |  | [0.]
financese.benchmark_price | input | USD/kW/h | [0.071]
financese.turbine_number | input | Unavailable | 40
orbit.site_depth | input | m | [30.] | Site depth.
orbit.site_distance | input | km | [115.] | Distance from site to installation port.
orbit.site_distance_to_landfall | input | km | [50.] | Distance from site to landfall for export cable.
orbit.interconnection_distance | input | km | [8.5] | Distance from landfall to interconnection.
orbit.plant_turbine_spacing | input |  | [7.] | Turbine spacing in rotor diameters.
orbit.plant_row_spacing | input |  | [7.] | Row spacing in rotor diameters. Not used in ring layouts.
orbit.plant_substation_distance | input | km | [1.] | Distance from first turbine in string to substation.
orbit.turbine_rating | input | MW | [15.] | Rated capacity of a turbine.
orbit.tower_deck_space | input | m**2 | [25.] | Deck space required to transport the tower. Defaults to 0 in order to not be a constraint on installation.
orbit.nacelle_deck_space | input | m**2 | [25.] | Deck space required to transport the rotor nacelle assembly (RNA). Defaults to 0 in order to not be a constraint on installation.
orbit.blade_deck_space | input | m**2 | [100.] | Deck space required to transport a blade. Defaults to 0 in order to not be a constraint on installation.
orbit.mooring_line_mass | input | kg | [10000.] | Total mass of a mooring line
orbit.mooring_line_diameter | input | m | [0.1] | Cross-sectional diameter of a mooring line
orbit.mooring_line_length | input | m | [1000.] | Unstretched mooring line length
orbit.anchor_mass | input | kg | [10000.] | Total mass of an anchor
orbit.mooring_line_cost | input | USD | [500000.] | Mooring line unit cost.
orbit.mooring_anchor_cost | input | USD | [100000.] | Mooring line unit cost.
orbit.port_cost_per_month | input | USD/mo | [2000000.] | Monthly port costs.
orbit.takt_time | input | h | [170.] | Substructure assembly cycle time when doing assembly at the port.
orbit.floating_substructure_cost | input | USD | [10000000.] | Floating substructure unit cost.
orbit.monopile_diameter | input | m | [10.99395256] | Diameter of monopile.
orbit.jacket_length | input | m | [65.] | Length/height of jacket (including pile/buckets).
orbit.jacket_mass | input | t | [900.] | mass of an individual jacket.
orbit.jacket_cost | input | USD | [4000000.] | Jacket unit cost.
orbit.jacket_r_foot | input | m | [10.] | Radius of jacket legs at base from centeroid.
orbit.transition_piece_mass | input | t | [100.] | mass of an individual transition piece.
orbit.transition_piece_deck_space | input | m**2 | [25.] | Deck space required to transport a transition piece. Defaults to 0 in order to not be a constraint on installation.
orbit.transition_piece_cost | input | USD | [500000.] | Transition piece unit cost.
orbit.site_auction_price | input | USD | [1.e+08] | Cost to secure site lease
orbit.site_assessment_plan_cost | input | USD | [1000000.] | Cost to do engineering plan for site assessment
orbit.site_assessment_cost | input | USD | [25000000.] | Cost to execute site assessment
orbit.construction_operations_plan_cost | input | USD | [2500000.] | Cost to do construction planning
orbit.boem_review_cost | input | USD | [0.] | Cost for additional review by U.S. Dept of Interior Bureau of Ocean Energy Management (BOEM)
orbit.design_install_plan_cost | input | USD | [2500000.] | Cost to do installation planning
orbit.commissioning_pct | input |  | [0.01] | Commissioning percent.
orbit.decommissioning_pct | input |  | [0.15] | Decommissioning percent.
orbit.wtiv | input | Unavailable | example_wtiv | Vessel configuration to use for installation of foundations and turbines.
orbit.feeder | input | Unavailable | future_feeder | Vessel configuration to use for (optional) feeder barges.
orbit.num_feeders | input | Unavailable | 1 | Number of feeder barges to use for installation of foundations and turbines.
orbit.num_towing | input | Unavailable | 1 | Number of towing vessels to use for floating platforms that are assembled at port (with or without the turbine).
orbit.num_station_keeping | input | Unavailable | 3 | Number of station keeping vessels that attach to floating platforms under tow-out.
orbit.oss_install_vessel | input | Unavailable | example_heavy_lift_vessel | Vessel configuration to use for installation of offshore substations.
orbit.number_of_turbines | input | Unavailable | 40 | Number of turbines.
orbit.number_of_blades | input | Unavailable | 3 | Number of blades per turbine.
orbit.num_mooring_lines | input | Unavailable | 3 | Number of mooring lines per platform.
orbit.anchor_type | input | Unavailable | drag_embedment | Number of mooring lines per platform.
orbit.num_assembly_lines | input | Unavailable | 1 | Number of assembly lines used when assembly occurs at the port.
orbit.num_port_cranes | input | Unavailable | 1 | Number of cranes used at the port to load feeders / WTIVS when assembly occurs on-site or assembly cranes when assembling at port.
outputs_2_screen.My_std | input | N*m | [0.]
outputs_2_screen.flp1_std | input | deg | [0.]
outputs_2_screen.PC_omega | input | rad/s | [0.]
outputs_2_screen.PC_zeta | input |  | [0.]
outputs_2_screen.VS_omega | input | rad/s | [0.]
outputs_2_screen.VS_zeta | input |  | [0.]
outputs_2_screen.Flp_omega | input | rad/s | [0.]
outputs_2_screen.Flp_zeta | input |  | [0.]
drivese.bear1.D_bearing | input | m | [0.]
drivese.bear1.D_shaft | input | m | [1.5]
drivese.bear1.bearing_type | input | Unavailable | CARB
drivese.bear2.D_bearing | input | m | [0.]
drivese.bear2.D_shaft | input | m | [1.75493494]
drivese.bear2.bearing_type | input | Unavailable | SRB
drivese.tilt | input | deg | [6.]
drivese.D_top | input | m | [6.01837381]
drivese.bedplate_flange_width | input | m | [0.01525862]
drivese.bedplate_flange_thickness | input | m | [0.38649461]
drivese.bedplate_web_thickness | input | m | [0.07919403]
drivese.stator_deflection_allowable | input | m | [0.0001]
drivese.stator_angle_allowable | input | rad | [0.001]
drivese.upwind | input | Unavailable | TRUE
drivese.brake_mass_user | input | kg | [0.]
drivese.s_rotor | input | m | [0.]
drivese.gear_ratio | input |  | [120.]
drivese.damping_ratio | input |  | [0.005]
drivese.machine_rating | input | kW | [15000.]
drivese.converter_mass_user | input | kg | [0.]
drivese.transformer_mass_user | input | kg | [0.]
drivese.gearbox_mass_user | input | kg | [0.]
drivese.gearbox_torque_density | input | N*m/kg | [200.]
drivese.gearbox_radius_user | input | m | [0.]
drivese.gearbox_length_user | input | m | [0.]
drivese.gear_configuration | input | Unavailable | eep
drivese.planet_numbers | input | Unavailable | [3, 3, 0]
drivese.L_generator | input | m | [2.15]
drivese.generator_mass_user | input | kg | [5116.26265737]
drivese.generator_radius_user | input | m | [0.61635157]
drivese.generator_efficiency_user | input |  | [[0.66673458 0.96825176] [0.68427487 0.96825176] [0.70181515 0.96825176] [0.71935544 0.96825176] [0.73689572 0.96825176] [0.75443601 0.96825176] [0.77197629 0.96825176] [0.78951658 0.96825176] [0.80705686 0.96825176] [0.82459715 0.96825176] [0.84213743 0.96825176] [0.85967772 0.96825176] [0.877218 0.96825176] [0.89475829 0.96825176] [0.91229857 0.96825176] [0.92983886 0.96825176] [0.94737914 0.96825176] [0.96491943 0.96825176] [0.98245971 0.96825176] [1. 0.96825176]]
drivese.hss_diameter | input | m | [0.53305502 0.52458947]
drivese.hss_wall_thickness | input | m | [0.00100723 0.00100712]
drivese.flange_t2shell_t | input |  | [6.]
drivese.flange_OD2hub_D | input |  | [0.6]
drivese.flange_ID2flange_OD | input |  | [0.8]
drivese.hub_stress_concentration | input |  | [3.]
drivese.hub_diameter | input | m | [7.94]
drivese.hub_in2out_circ | input |  | [1.2]
drivese.hub_shell.n_blades | input | Unavailable | 3
drivese.stop_time | input | s | [5.]
drivese.pitch_system_scaling_factor | input |  | [0.75]
drivese.n_blades | input | Unavailable | 3
drivese.clearance_hub_spinner | input | m | [0.5]
drivese.spin_hole_incr | input |  | [1.2]
drivese.n_front_brackets | input | Unavailable | 5
drivese.n_rear_brackets | input | Unavailable | 5
drivese.L_12 | input | m | [0.1]
drivese.L_h1 | input | m | [4.85746282]
drivese.overhang | input | m | [12.0313]
drivese.drive_height | input | m | [5.614]
drivese.lss_diameter | input | m | [1.5 1.75493494]
drivese.lss_wall_thickness | input | m | [0.13102695 0.02347111]
drivese.L_hss | input | m | [1.60281176]
drivese.shaft_deflection_allowable | input | m | [0.0001]
drivese.shaft_angle_allowable | input | rad | [0.001]
drivese.E_mat | input | Pa | [[3.44000e+09 3.44000e+09 3.44000e+09] [2.00000e+11 2.00000e+11 2.00000e+11] [2.05000e+11 2.05000e+11 2.05000e+11] [1.18000e+11 1.18000e+11 1.18000e+11] [4.46000e+10 1.70000e+10 1.67000e+10] [1.40000e+11 9.13000e+09 9.13000e+09] [1.10231e+10 1.10231e+10 1.60477e+10] [2.82114e+10 1.62388e+10 1.58355e+10] [1.29200e+08 1.29200e+08 1.29200e+08] [1.00000e+06 1.00000e+06 1.00000e+06] [4.56000e+06 4.56000e+06 4.56000e+06]]
drivese.G_mat | input | Pa | [[1.32300000e+09 1.32300000e+09 1.32300000e+09] [7.93000000e+10 7.93000000e+10 7.93000000e+10] [8.00000000e+10 8.00000000e+10 8.00000000e+10] [4.76000000e+10 4.76000000e+10 4.76000000e+10] [3.27000000e+09 3.48000000e+09 3.50000000e+09] [4.13100000e+09 4.13100000e+09 2.68900000e+09] [1.32314000e+10 3.48748000e+09 3.48748000e+09] [8.24822000e+09 3.49124000e+09 3.49124000e+09] [4.89469697e+07 4.89469697e+07 4.89469697e+07] [3.12500000e+05 3.12500000e+05 3.12500000e+05] [1.52000000e+06 1.52000000e+06 1.52000000e+06]]
drivese.Xt_mat | input | Pa | [[7.4000e+01 7.4000e+01 7.4000e+01] [4.5000e+08 4.5000e+08 4.5000e+08] [8.1400e+08 8.1400e+08 8.1400e+08] [3.1000e+08 3.1000e+08 3.1000e+08] [6.0920e+08 3.8100e+07 1.5290e+07] [2.2150e+09 5.0100e+07 0.0000e+00] [4.6210e+07 4.6210e+07 0.0000e+00] [4.3563e+08 7.6440e+07 0.0000e+00] [2.0830e+06 2.0830e+06 2.0830e+06] [0.0000e+00 0.0000e+00 0.0000e+00] [6.9000e+05 6.9000e+05 6.9000e+05]]
drivese.Xy_mat | input | Pa | [0.00e+00 3.45e+08 4.85e+08 2.65e+08 0.00e+00 0.00e+00 0.00e+00 0.00e+00 0.00e+00 0.00e+00 0.00e+00]
drivese.wohler_exp_mat | input |  | [ 1. 3. 3. 3. 10. 16.1 10. 10. 1. 1. 1. ]
drivese.wohler_A_mat | input |  | [8.7000e+01 4.5000e+08 8.1400e+08 3.1000e+08 6.0920e+08 2.2150e+09 7.0690e+07 4.3563e+08 2.0830e+06 0.0000e+00 6.9000e+05]
drivese.rho_mat | input | kg/m**3 | [1235. 7800. 7850. 7200. 1940. 1553. 1940. 1940. 130. 1150. 1100.]
drivese.unit_cost_mat | input | USD/kg | [ 7.23 0.7 0.9 0.5 1.87 37.4 3. 2.86 13. 3.63 9. ]
drivese.material_names | input | Unavailable | ['Gelcoat', 'steel', 'steel_drive', 'cast_iron', 'glass_uni', 'carbon_uni', 'glass_biax', 'glass_triax', 'medium_density_foam', 'resin', 'adhesive']
drivese.lss_material | input | Unavailable | steel_drive
drivese.hss_material | input | Unavailable | steel_drive
drivese.hub_material | input | Unavailable | cast_iron
drivese.spinner_material | input | Unavailable | glass_uni
drivese.bedplate_material | input | Unavailable | steel
drivese.hvac_mass_coeff | input | kg/kW/m | [0.025]
drivese.nose_mass | input | kg | [0.]
drivese.nose_cm | input | m | [0.]
drivese.nose_I | input | kg*m**2 | [0. 0. 0.]
drivese.x_bedplate | input | m | [0. 0. 0. 0. 0. 0. 0. 0. 0. 0. 0. 0.]
drivese.uptower | input | Unavailable | TRUE
drivese.minimum_rpm | input | rpm | [5.]
fixedse.yaw | input | deg | [0.]
fixedse.rho_water | input | kg/m**3 | [1025.]
fixedse.z0 | input | m | [0.]
fixedse.water_depth | input | m | [-30.]
fixedse.Uc | input | m/s | [0.] | mean current speed
fixedse.Hsig_wave | input | m | [4.52]
fixedse.Tsig_wave | input | s | [9.45]
fixedse.beta_wave | input | deg | [0.]
fixedse.mu_water | input | kg/m/s | [0.0013351]
fixedse.ca_usr | input |  | [-1.]
fixedse.cd_usr | input |  | [-1.]
fixedse.shearExp | input |  | [0.12]
fixedse.beta_wind | input | deg | [0.]
fixedse.rho_air | input | kg/m**3 | [1.225]
fixedse.mu_air | input | kg/m/s | [1.81e-05]
fixedse.s_all | input |  | [0. 0. 0. 0. 0. 0. 0. 0. 0. 0. 0. 0. 0. 0. 0. 0. 0. 0. 0.]
fixedse.member.s_ghost1 | input |  | [0.]
fixedse.member.s_ghost2 | input |  | [1.]
fixedse.s_const2 | input |  | [0.]
fixedse.monopile_layer_thickness | input | m | [[0.04333408 0.04780912 0.10701835 0.02956996 0.1000477 0.01730335 0.10246983]]
fixedse.monopile_outer_diameter_in | input | m | [10.99395256 10.99395231 10.99395211 10.99377458 10.99362785 10.99362784 10.99362781]
fixedse.E_mat | input | Pa | [[3.44000e+09 3.44000e+09 3.44000e+09] [2.00000e+11 2.00000e+11 2.00000e+11] [2.05000e+11 2.05000e+11 2.05000e+11] [1.18000e+11 1.18000e+11 1.18000e+11] [4.46000e+10 1.70000e+10 1.67000e+10] [1.40000e+11 9.13000e+09 9.13000e+09] [1.10231e+10 1.10231e+10 1.60477e+10] [2.82114e+10 1.62388e+10 1.58355e+10] [1.29200e+08 1.29200e+08 1.29200e+08] [1.00000e+06 1.00000e+06 1.00000e+06] [4.56000e+06 4.56000e+06 4.56000e+06]]
fixedse.E_user | input | Pa | [0.]
fixedse.G_mat | input | Pa | [[1.32300000e+09 1.32300000e+09 1.32300000e+09] [7.93000000e+10 7.93000000e+10 7.93000000e+10] [8.00000000e+10 8.00000000e+10 8.00000000e+10] [4.76000000e+10 4.76000000e+10 4.76000000e+10] [3.27000000e+09 3.48000000e+09 3.50000000e+09] [4.13100000e+09 4.13100000e+09 2.68900000e+09] [1.32314000e+10 3.48748000e+09 3.48748000e+09] [8.24822000e+09 3.49124000e+09 3.49124000e+09] [4.89469697e+07 4.89469697e+07 4.89469697e+07] [3.12500000e+05 3.12500000e+05 3.12500000e+05] [1.52000000e+06 1.52000000e+06 1.52000000e+06]]
fixedse.sigma_y_mat | input | Pa | [0.00e+00 3.45e+08 4.85e+08 2.65e+08 0.00e+00 0.00e+00 0.00e+00 0.00e+00 0.00e+00 0.00e+00 0.00e+00]
fixedse.sigma_ult_mat | input | Pa | [[7.4000e+01 7.4000e+01 7.4000e+01] [4.5000e+08 4.5000e+08 4.5000e+08] [8.1400e+08 8.1400e+08 8.1400e+08] [3.1000e+08 3.1000e+08 3.1000e+08] [6.0920e+08 3.8100e+07 1.5290e+07] [2.2150e+09 5.0100e+07 0.0000e+00] [4.6210e+07 4.6210e+07 0.0000e+00] [4.3563e+08 7.6440e+07 0.0000e+00] [2.0830e+06 2.0830e+06 2.0830e+06] [0.0000e+00 0.0000e+00 0.0000e+00] [6.9000e+05 6.9000e+05 6.9000e+05]]
fixedse.wohler_exp_mat | input |  | [ 1. 3. 3. 3. 10. 16.1 10. 10. 1. 1. 1. ]
fixedse.wohler_A_mat | input |  | [8.7000e+01 4.5000e+08 8.1400e+08 3.1000e+08 6.0920e+08 2.2150e+09 7.0690e+07 4.3563e+08 2.0830e+06 0.0000e+00 6.9000e+05]
fixedse.rho_mat | input | kg/m**3 | [1235. 7800. 7850. 7200. 1940. 1553. 1940. 1940. 130. 1150. 1100.]
fixedse.unit_cost_mat | input | USD/kg | [ 7.23 0.7 0.9 0.5 1.87 37.4 3. 2.86 13. 3.63 9. ]
fixedse.outfitting_factor_in | input |  | [1.07]
fixedse.monopile_layer_materials | input | Unavailable | ['steel']
fixedse.member.ballast_materials | input | Unavailable | []
fixedse.material_names | input | Unavailable | ['Gelcoat', 'steel', 'steel_drive', 'cast_iron', 'glass_uni', 'carbon_uni', 'glass_biax', 'glass_triax', 'medium_density_foam', 'resin', 'adhesive']
fixedse.labor_cost_rate | input | USD/min | [0.98]
fixedse.painting_cost_rate | input | USD/m**2 | [30.]
fixedse.transition_piece_mass | input | kg | [100000.]
fixedse.transition_piece_cost | input | USD | [500000.]
fixedse.gravity_foundation_mass | input | kg | [0.]
fixedse.post.section_L | input | m | [0. 0. 0. 0. 0. 0. 0. 0. 0. 0. 0. 0. 0. 0. 0. 0. 0. 0.]
fixedse.post_monopile_tower.section_rho | input | kg/m**3 | [0. 0. 0. 0. 0. 0. 0. 0. 0. 0. 0. 0. 0. 0. 0. 0. 0. 0. 0. 0. 0. 0. 0. 0. 0. 0. 0. 0. 0. 0.]
fixedse.post_monopile_tower.section_E | input | Pa | [0. 0. 0. 0. 0. 0. 0. 0. 0. 0. 0. 0. 0. 0. 0. 0. 0. 0. 0. 0. 0. 0. 0. 0. 0. 0. 0. 0. 0. 0.]
fixedse.post_monopile_tower.section_G | input | Pa | [0. 0. 0. 0. 0. 0. 0. 0. 0. 0. 0. 0. 0. 0. 0. 0. 0. 0. 0. 0. 0. 0. 0. 0. 0. 0. 0. 0. 0. 0.]
fixedse.post_monopile_tower.section_L | input | m | [0. 0. 0. 0. 0. 0. 0. 0. 0. 0. 0. 0. 0. 0. 0. 0. 0. 0. 0. 0. 0. 0. 0. 0. 0. 0. 0. 0. 0. 0.]
fixedse.tower_base_diameter | input | m | [10.99362781]
fixedse.monopile_top_diameter | input | m | [10.99362781]
fixedse.G_soil | input | Pa | [1.4e+08]
fixedse.nu_soil | input |  | [0.4]
fixedse.soil.k_usr | input | N/m | [-1. -1. -1. -1. -1. -1.]
rotorse.ccblade.Uhub | input | m/s | [9.] | Undisturbed wind speed
rotorse.tsr | input |  | [9.] | Tip speed ratio
rotorse.pitch | input | deg | [0.] | Pitch angle
rotorse.ccblade.s_opt_chord | input |  | [0. 0.03448276 0.06896552 0.10344828 0.13793103 0.17241379 0.20689655 0.24137931 0.27586207 0.31034483 0.34482759 0.37931034 0.4137931 0.44827586 0.48275862 0.51724138 0.55172414 0.5862069 0.62068966 0.65517241 0.68965517 0.72413793 0.75862069 0.79310345 0.82758621 0.86206897 0.89655172 0.93103448 0.96551724 1. ] | 1D array of the non-dimensional spanwise grid defined along blade axis to optimize the blade chord
rotorse.ccblade.s_opt_theta | input |  | [0. 0.03448276 0.06896552 0.10344828 0.13793103 0.17241379 0.20689655 0.24137931 0.27586207 0.31034483 0.34482759 0.37931034 0.4137931 0.44827586 0.48275862 0.51724138 0.55172414 0.5862069 0.62068966 0.65517241 0.68965517 0.72413793 0.75862069 0.79310345 0.82758621 0.86206897 0.89655172 0.93103448 0.96551724 1. ] | 1D array of the non-dimensional spanwise grid defined along blade axis to optimize the blade twist
rotorse.ccblade.aoa_op | input | rad | [3.14159265 3.14159265 3.14159265 3.14159265 3.14159265 3.14159265 3.14159265 3.14159265 3.14159265 3.14159265 3.14159265 3.14159265 3.14159265 3.14159265 3.14159265 3.14159265 3.14159265 3.14159265 3.14159265 3.14159265 3.14159265 3.14159265 3.14159265 3.14159265 3.14159265 3.14159265 3.14159265 3.14159265 3.14159265 3.14159265] | 1D array with the operational angles of attack for the airfoils along blade span.
rotorse.airfoils_aoa | input | deg | [-180. -177. -174. -171. -168. -165. -162. -159. -156. -153. -150. -147. -144. -141. -138. -135. -132. -129. -126. -123. -120. -117. -114. -111. -108. -105. -102. -99. -96. -93. -90. -87. -84. -81. -78. -75. -72. -69. -66. -63. -60. -57. -54. -51. -48. -45. -42. -39. -36. -33. -30. -29.39393939 -28.78787879 -28.18181818 -27.57575758 -26.96969697 -26.36363636 -25.75757576 -25.15151515 -24.54545455 -23.93939394 -23.33333333 -22.72727273 -22.12121212 -21.51515152 -20.90909091 -20.3030303 -19.6969697 -19.09090909 -18.48484848 -17.87878788 -17.27272727 -16.66666667 -16.06060606 -15.45454545 -14.84848485 -14.24242424 -13.63636364 -13.03030303 -12.42424242 -11.81818182 -11.21212121 -10.60606061 -10. -9.39393939 -8.78787879 -8.18181818 -7.57575758 -6.96969697 -6.36363636 -5.75757576 -5.15151515 -4.54545455 -3.93939394 -3.33333333 -2.72727273 -2.12121212 -1.51515152 -0.90909091 -0.3030303 0.3030303 0.90909091 1.51515152 2.12121212 2.72727273 3.33333333 3.93939394 4.54545455 5.15151515 5.75757576 6.36363636 6.96969697 7.57575758 8.18181818 8.78787879 9.39393939 10. 10.60606061 11.21212121 11.81818182 12.42424242 13.03030303 13.63636364 14.24242424 14.84848485 15.45454545 16.06060606 16.66666667 17.27272727 17.87878788 18.48484848 19.09090909 19.6969697 20.3030303 20.90909091 21.51515152 22.12121212 22.72727273 23.33333333 23.93939394 24.54545455 25.15151515 25.75757576 26.36363636 26.96969697 27.57575758 28.18181818 28.78787879 29.39393939 30. 33. 36. 39. 42. 45. 48. 51. 54. 57. 60. 63. 66. 69. 72. 75. 78. 81. 84. 87. 90. 93. 96. 99. 102. 105. 108. 111. 114. 117. 120. 123. 126. 129. 132. 135. 138. 141. 144. 147. 150. 153. 156. 159. 162. 165. 168. 171. 174. 177. 180. ] | angle of attack grid for polars
rotorse.airfoils_Re | input |  | [ 3000000. 8100000. 10000000.] | Reynolds numbers of polars
rotorse.precone | input | deg | [4.] | precone angle
rotorse.tilt | input | deg | [6.] | shaft tilt
rotorse.yaw | input | deg | [0.] | yaw error
rotorse.rho_air | input | kg/m**3 | [1.225] | density of air
rotorse.mu_air | input | kg/m/s | [1.81e-05] | dynamic viscosity of air
rotorse.shearExp | input |  | [0.12] | shear exponent
rotorse.nBlades | input | Unavailable | 3 | number of blades
rotorse.nSector | output | Unavailable | 4 | number of sectors to divide rotor face into in computing thrust and power
rotorse.tiploss | output | Unavailable | TRUE | include Prandtl tip loss model
rotorse.hubloss | output | Unavailable | TRUE | include Prandtl hub loss model
rotorse.wakerotation | output | Unavailable | TRUE | include effect of wake rotation (i.e., tangential induction factor is nonzero)
rotorse.usecd | output | Unavailable | TRUE | use drag coefficient in computing induction factors
rotorse.rc.layer_web | input |  | [0. 0. 0. 0. 0. 0. 0. 0. 0. 0. 0. 0. 1. 1. 1. 2. 2. 2.] | 1D array of the web id the layer is associated to. If the layer is on the outer profile, this entry can simply stay equal to 0.
rotorse.rc.rho | input | kg/m**3 | [1235. 7800. 7850. 7200. 1940. 1553. 1940. 1940. 130. 1150. 1100.] | 1D array of the density of the materials. For composites, this is the density of the laminate.
rotorse.rc.unit_cost | input | USD/kg | [ 7.23 0.7 0.9 0.5 1.87 37.4 3. 2.86 13. 3.63 9. ] | 1D array of the unit costs of the materials.
rotorse.rc.waste | input |  | [0.25 0. 0. 0. 0.05 0.01 0.05 0.05 0.2 0. 0. ] | 1D array of the non-dimensional waste fraction of the materials.
rotorse.rc.rho_fiber | input | kg/m**3 | [ 0. 0. 0. 0. 2535.5 1800. 2535.5 2535.5 0. 0. 0. ] | 1D array of the density of the fibers of the materials.
rotorse.rc.roll_mass | input | kg | [ 0. 0. 0. 0. 0. 0. 181.4368 181.4368 0. 0. 0. ] | 1D array of the roll mass of the composite fabrics. Non-composite materials are kept at 0.
rotorse.rc.flange_adhesive_squeezed | input |  | [0.2] | Extra width of the adhesive once squeezed
rotorse.rc.flange_thick | input | m | [0.008] | Average thickness of adhesive
rotorse.rc.flange_width | input | m | [0.05] | Average width of adhesive lines
rotorse.rc.t_bolt_unit_cost | input | USD | [25.] | Cost of one t-bolt
rotorse.rc.t_bolt_unit_mass | input | kg | [2.5] | Mass of one t-bolt
rotorse.rc.t_bolt_spacing | input | m | [0.15] | Spacing of t-bolts along blade root circumference
rotorse.rc.barrel_nut_unit_cost | input | USD | [12.] | Cost of one barrel nut
rotorse.rc.barrel_nut_unit_mass | input | kg | [1.9] | Mass of one barrel nut
rotorse.rc.LPS_unit_mass | input | kg/m | [1.] | Unit mass of the lightining protection system. Linear scaling based on the weight of 150 lbs for the 61.5 m NREL 5MW blade
rotorse.rc.LPS_unit_cost | input | USD/m | [40.] | Unit cost of the lightining protection system. Linear scaling based on the cost of 2500$ for the 61.5 m NREL 5MW blade
rotorse.rc.root_preform_length | input |  | [0.01] | Percentage of blade length starting from blade root that is preformed and later inserted into the mold
rotorse.rc.definition_layer | input | Unavailable | [ 9. 9. 2. 2. 5. 7. 8. 6. 6. 6. 6. 9. 10. 10. 10. 10. 10. 10.] | 1D array of flags identifying how layers are specified in the yaml. 1) all around (skin, paint, ) 2) offset+rotation twist+width (spar caps) 3) offset+user defined rotation+width 4) midpoint TE+width (TE reinf) 5) midpoint LE+width (LE reinf) 6) layer position fixed to other layer (core fillers) 7) start and width 8) end and width 9) start and end nd 10) web layer
rotorse.rc.mat_name | input | Unavailable | ['Gelcoat', 'steel', 'steel_drive', 'cast_iron', 'glass_uni', 'carbon_uni', 'glass_biax', 'glass_triax', 'medium_density_foam', 'resin', 'adhesive'] | 1D array of names of materials.
rotorse.rc.orth | input | Unavailable | [0. 0. 0. 0. 1. 1. 1. 1. 0. 0. 0.] | 1D array of flags to set whether a material is isotropic (0) or orthtropic (1). Each entry represents a material.
rotorse.rc.component_id | input | Unavailable | [ 0. -1. -1. -1. 5. 4. 3. 2. 1. -1. -1.] | 1D array of flags to set whether a material is used in a blade: 0 - coating, 1 - sandwich filler , 2 - shell skin, 3 - shear webs, 4 - spar caps, 5 - TE/LE reinf.
rotorse.re.precomp.uptilt | input | deg | [6.] | Nacelle uptilt angle. A standard machine has positive values.
rotorse.re.precomp.layer_web | input |  | [0. 0. 0. 0. 0. 0. 0. 0. 0. 0. 0. 0. 1. 1. 1. 2. 2. 2.] | 1D array of the web id the layer is associated to. If the layer is on the outer profile, this entry can simply stay equal to 0.
rotorse.re.precomp.fiber_orientation | input | deg | [[0. 0. 0. 0. 0. 0. 0. 0. 0. 0. 0. 0. 0. 0. 0. 0. 0. 0. 0. 0. 0. 0. 0. 0. 0. 0. 0. 0. 0. 0.] [0. 0. 0. 0. 0. 0. 0. 0. 0. 0. 0. 0. 0. 0. 0. 0. 0. 0. 0. 0. 0. 0. 0. 0. 0. 0. 0. 0. 0. 0.] [0. 0. 0. 0. 0. 0. 0. 0. 0. 0. 0. 0. 0. 0. 0. 0. 0. 0. 0. 0. 0. 0. 0. 0. 0. 0. 0. 0. 0. 0.] [0. 0. 0. 0. 0. 0. 0. 0. 0. 0. 0. 0. 0. 0. 0. 0. 0. 0. 0. 0. 0. 0. 0. 0. 0. 0. 0. 0. 0. 0.] [0. 0. 0. 0. 0. 0. 0. 0. 0. 0. 0. 0. 0. 0. 0. 0. 0. 0. 0. 0. 0. 0. 0. 0. 0. 0. 0. 0. 0. 0.] [0. 0. 0. 0. 0. 0. 0. 0. 0. 0. 0. 0. 0. 0. 0. 0. 0. 0. 0. 0. 0. 0. 0. 0. 0. 0. 0. 0. 0. 0.] [0. 0. 0. 0. 0. 0. 0. 0. 0. 0. 0. 0. 0. 0. 0. 0. 0. 0. 0. 0. 0. 0. 0. 0. 0. 0. 0. 0. 0. 0.] [0. 0. 0. 0. 0. 0. 0. 0. 0. 0. 0. 0. 0. 0. 0. 0. 0. 0. 0. 0. 0. 0. 0. 0. 0. 0. 0. 0. 0. 0.] [0. 0. 0. 0. 0. 0. 0. 0. 0. 0. 0. 0. 0. 0. 0. 0. 0. 0. 0. 0. 0. 0. 0. 0. 0. 0. 0. 0. 0. 0.] [0. 0. 0. 0. 0. 0. 0. 0. 0. 0. 0. 0. 0. 0. 0. 0. 0. 0. 0. 0. 0. 0. 0. 0. 0. 0. 0. 0. 0. 0.] [0. 0. 0. 0. 0. 0. 0. 0. 0. 0. 0. 0. 0. 0. 0. 0. 0. 0. 0. 0. 0. 0. 0. 0. 0. 0. 0. 0. 0. 0.] [0. 0. 0. 0. 0. 0. 0. 0. 0. 0. 0. 0. 0. 0. 0. 0. 0. 0. 0. 0. 0. 0. 0. 0. 0. 0. 0. 0. 0. 0.] [0. 0. 0. 0. 0. 0. 0. 0. 0. 0. 0. 0. 0. 0. 0. 0. 0. 0. 0. 0. 0. 0. 0. 0. 0. 0. 0. 0. 0. 0.] [0. 0. 0. 0. 0. 0. 0. 0. 0. 0. 0. 0. 0. 0. 0. 0. 0. 0. 0. 0. 0. 0. 0. 0. 0. 0. 0. 0. 0. 0.] [0. 0. 0. 0. 0. 0. 0. 0. 0. 0. 0. 0. 0. 0. 0. 0. 0. 0. 0. 0. 0. 0. 0. 0. 0. 0. 0. 0. 0. 0.] [0. 0. 0. 0. 0. 0. 0. 0. 0. 0. 0. 0. 0. 0. 0. 0. 0. 0. 0. 0. 0. 0. 0. 0. 0. 0. 0. 0. 0. 0.] [0. 0. 0. 0. 0. 0. 0. 0. 0. 0. 0. 0. 0. 0. 0. 0. 0. 0. 0. 0. 0. 0. 0. 0. 0. 0. 0. 0. 0. 0.] [0. 0. 0. 0. 0. 0. 0. 0. 0. 0. 0. 0. 0. 0. 0. 0. 0. 0. 0. 0. 0. 0. 0. 0. 0. 0. 0. 0. 0. 0.]] | 2D array of the orientation of the layers of the blade structure. The first dimension represents each layer, the second dimension represents each entry along blade span.
rotorse.re.precomp.E | input | Pa | [[3.44000e+09 3.44000e+09 3.44000e+09] [2.00000e+11 2.00000e+11 2.00000e+11] [2.05000e+11 2.05000e+11 2.05000e+11] [1.18000e+11 1.18000e+11 1.18000e+11] [4.46000e+10 1.70000e+10 1.67000e+10] [1.40000e+11 9.13000e+09 9.13000e+09] [1.10231e+10 1.10231e+10 1.60477e+10] [2.82114e+10 1.62388e+10 1.58355e+10] [1.29200e+08 1.29200e+08 1.29200e+08] [1.00000e+06 1.00000e+06 1.00000e+06] [4.56000e+06 4.56000e+06 4.56000e+06]] | 2D array of the Youngs moduli of the materials. Each row represents a material, the three columns represent E11, E22 and E33.
rotorse.re.precomp.G | input | Pa | [[1.32300000e+09 1.32300000e+09 1.32300000e+09] [7.93000000e+10 7.93000000e+10 7.93000000e+10] [8.00000000e+10 8.00000000e+10 8.00000000e+10] [4.76000000e+10 4.76000000e+10 4.76000000e+10] [3.27000000e+09 3.48000000e+09 3.50000000e+09] [4.13100000e+09 4.13100000e+09 2.68900000e+09] [1.32314000e+10 3.48748000e+09 3.48748000e+09] [8.24822000e+09 3.49124000e+09 3.49124000e+09] [4.89469697e+07 4.89469697e+07 4.89469697e+07] [3.12500000e+05 3.12500000e+05 3.12500000e+05] [1.52000000e+06 1.52000000e+06 1.52000000e+06]] | 2D array of the shear moduli of the materials. Each row represents a material, the three columns represent G12, G13 and G23.
rotorse.re.precomp.nu | input |  | [[0.3 0.3 0.3 ] [0.3 0.3 0.3 ] [0.3 0.3 0.3 ] [0.3 0.3 0.3 ] [0.262 0.35 0.264 ] [0.3133 0.3133 0.47066 ] [0.688074 0.117173 0.117173] [0.497511 0.18091 0.27481 ] [0.32 0.32 0.32 ] [0.3 0.3 0.3 ] [0.49 0.49 0.49 ]] | 2D array of the Poisson ratio of the materials. Each row represents a material, the three columns represent nu12, nu13 and nu23.
rotorse.re.precomp.rho | input | kg/m**3 | [1235. 7800. 7850. 7200. 1940. 1553. 1940. 1940. 130. 1150. 1100.] | 1D array of the density of the materials. For composites, this is the density of the laminate.
rotorse.re.precomp.joint_position | input |  | [0.] | Spanwise position of the segmentation joint.
rotorse.re.precomp.joint_mass | input | kg | [0.] | Mass of the joint.
rotorse.re.precomp.n_blades | input | Unavailable | 3 | Number of blades of the rotor.
rotorse.re.precomp.definition_layer | input | Unavailable | [ 9. 9. 2. 2. 5. 7. 8. 6. 6. 6. 6. 9. 10. 10. 10. 10. 10. 10.] | 1D array of flags identifying how layers are specified in the yaml. 1) all around (skin, paint, ) 2) offset+rotation twist+width (spar caps) 3) offset+user defined rotation+width 4) midpoint TE+width (TE reinf) 5) midpoint LE+width (LE reinf) 6) layer position fixed to other layer (core fillers) 7) start and width 8) end and width 9) start and end nd 10) web layer
rotorse.re.precomp.mat_name | input | Unavailable | ['Gelcoat', 'steel', 'steel_drive', 'cast_iron', 'glass_uni', 'carbon_uni', 'glass_biax', 'glass_triax', 'medium_density_foam', 'resin', 'adhesive'] | 1D array of names of materials.
rotorse.re.precomp.orth | input | Unavailable | [0. 0. 0. 0. 1. 1. 1. 1. 0. 0. 0.] | 1D array of flags to set whether a material is isotropic (0) or orthtropic (1). Each entry represents a material.
rotorse.rp.aep.lossFactor | input |  | [1.] | multiplicative factor for availability and other losses (soiling, array, etc.)
rotorse.rp.cdf.k | input |  | [2.] | shape or form factor
rotorse.rp.gust.turbulence_class | input | Unavailable | B | IEC turbulence class
rotorse.rp.v_min | input | m/s | [3.] | cut-in wind speed
rotorse.rp.v_max | input | m/s | [25.] | cut-out wind speed
rotorse.rp.rated_power | input | W | [15000000.] | electrical rated power
rotorse.rp.omega_min | input | rpm | [5.] | minimum allowed rotor rotation speed
rotorse.rp.omega_max | input | rpm | [7.56] | maximum allowed rotor rotation speed
rotorse.rp.control_maxTS | input | m/s | [95.] | maximum allowed blade tip speed
rotorse.rp.powercurve.gearbox_efficiency | input |  | [0.96]
rotorse.rp.drivetrainType | input | Unavailable | geared
rotorse.rs.aero_gust.azimuth_load | input | deg | [0.]
rotorse.rs.aero_hub_loads.nSector | input | Unavailable | 4
rotorse.rs.brs.s_f | input |  | [2.5] | Safety factor
rotorse.rs.brs.d_f | input | m | [0.03] | Diameter of the fastener
rotorse.rs.brs.sigma_max | input | Pa | [6.75e+08] | Max stress on bolt
rotorse.rs.constr.max_strainU_spar | input |  | [0.004] | maximum strain in spar cap suction side
rotorse.rs.constr.max_strainL_spar | input |  | [0.004] | maximum strain in spar cap pressure side
rotorse.rs.constr.max_strainU_te | input |  | [0.004] | maximum strain in spar cap suction side
rotorse.rs.constr.max_strainL_te | input |  | [0.004] | maximum strain in spar cap pressure side
rotorse.rs.constr.s_opt_spar_cap_ss | input |  | [0. 0.03448276 0.06896552 0.10344828 0.13793103 0.17241379 0.20689655 0.24137931 0.27586207 0.31034483 0.34482759 0.37931034 0.4137931 0.44827586 0.48275862 0.51724138 0.55172414 0.5862069 0.62068966 0.65517241 0.68965517 0.72413793 0.75862069 0.79310345 0.82758621 0.86206897 0.89655172 0.93103448 0.96551724 1. ] | 1D array of the non-dimensional spanwise grid defined along blade axis to optimize the blade spar cap suction side
rotorse.rs.constr.s_opt_spar_cap_ps | input |  | [0. 0.03448276 0.06896552 0.10344828 0.13793103 0.17241379 0.20689655 0.24137931 0.27586207 0.31034483 0.34482759 0.37931034 0.4137931 0.44827586 0.48275862 0.51724138 0.55172414 0.5862069 0.62068966 0.65517241 0.68965517 0.72413793 0.75862069 0.79310345 0.82758621 0.86206897 0.89655172 0.93103448 0.96551724 1. ] | 1D array of the non-dimensional spanwise grid defined along blade axis to optimize the blade spar cap pressure side
rotorse.rs.constr.s_opt_te_ss | input |  | [0. 0.03448276 0.06896552 0.10344828 0.13793103 0.17241379 0.20689655 0.24137931 0.27586207 0.31034483 0.34482759 0.37931034 0.4137931 0.44827586 0.48275862 0.51724138 0.55172414 0.5862069 0.62068966 0.65517241 0.68965517 0.72413793 0.75862069 0.79310345 0.82758621 0.86206897 0.89655172 0.93103448 0.96551724 1. ] | 1D array of the non-dimensional spanwise grid defined along blade axis to optimize the blade trailing edge suction side
rotorse.rs.constr.s_opt_te_ps | input |  | [0. 0.03448276 0.06896552 0.10344828 0.13793103 0.17241379 0.20689655 0.24137931 0.27586207 0.31034483 0.34482759 0.37931034 0.4137931 0.44827586 0.48275862 0.51724138 0.55172414 0.5862069 0.62068966 0.65517241 0.68965517 0.72413793 0.75862069 0.79310345 0.82758621 0.86206897 0.89655172 0.93103448 0.96551724 1. ] | 1D array of the non-dimensional spanwise grid defined along blade axis to optimize the blade trailing edge pressure side
rotorse.rs.constr.blade_number | input | Unavailable | 3
rotorse.rs.tip_pos.dynamicFactor | input |  | [1.] | a dynamic amplification factor to adjust the static deflection calculation
rotorse.rs.tot_loads_gust.aeroloads_azimuth | input | deg | [0.] | azimuthal angle
rotorse.rs.tot_loads_gust.dynamicFactor | input |  | [1.] | a dynamic amplification factor to adjust the static deflection calculation
rotorse.stall_check.stall_margin | input | deg | [2.99828814] | Minimum margin from the stall angle
rotorse.stall_check.min_s | input |  | [0.25] | Minimum nondimensional coordinate along blade span where to define the constraint (blade root typically stalls)
rotorse.total_bc.joint_cost | input | USD | [0.] | Total blade joint cost
rotorse.total_bc.outer_blade_cost | input | USD | [0.] | Total cost (variable and fixed) for the blade outer portion.
rotorse.wt_class.V_mean_overwrite | input |  | [0.]
rotorse.wt_class.V_extreme50_overwrite | input |  | [0.]
rotorse.wt_class.turbine_class | input | Unavailable | I
tcc.bearing_mass_cost_coeff | input | USD/kg | [4.5]
tcc.bedplate_mass_cost_coeff | input | USD/kg | [2.9]
tcc.blade_mass_cost_coeff | input | USD/kg | [14.6]
tcc.brake_mass_cost_coeff | input | USD/kg | [3.6254]
tcc.machine_rating | input | kW | [15000.]
tcc.controls_machine_rating_cost_coeff | input | USD/kW | [21.15]
tcc.converter_mass_cost_coeff | input | USD/kg | [18.8]
tcc.cover_mass_cost_coeff | input | USD/kg | [16.60090142]
tcc.elec_connec_machine_rating_cost_coeff | input | USD/kW | [41.85]
tcc.gearbox_torque_density | input | N*m/kg | [200.] | In 2024, modern 5-7MW gearboxes are able to reach 200 Nm/kg
tcc.gearbox_torque_cost | input | USD/kN/m | [50.] | In 2024, modern 5-7MW gearboxes cost approx $50/kNm
tcc.generator_mass_cost_coeff | input | USD/kg | [63.57024217]
tcc.generator_cost_external | input | USD | [0.]
tcc.hss_mass_cost_coeff | input | USD/kg | [6.8]
tcc.hub_assemblyCostMultiplier | input |  | [0.]
tcc.hub_overheadCostMultiplier | input |  | [0.]
tcc.hub_profitMultiplier | input |  | [0.]
tcc.hub_transportMultiplier | input |  | [0.]
tcc.hub_mass_cost_coeff | input | USD/kg | [3.9]
tcc.hvac_mass_cost_coeff | input | USD/kg | [362.3333772]
tcc.lss_mass_cost_coeff | input | USD/kg | [11.9]
tcc.nacelle_assemblyCostMultiplier | input |  | [0.]
tcc.nacelle_overheadCostMultiplier | input |  | [0.]
tcc.nacelle_profitMultiplier | input |  | [0.]
tcc.nacelle_transportMultiplier | input |  | [0.]
tcc.main_bearing_number | input | Unavailable | 2
tcc.pitch_system_mass_cost_coeff | input | USD/kg | [22.1]
tcc.platforms_mass_cost_coeff | input | USD/kg | [17.1]
tcc.crane_cost | input | USD | [12000.]
tcc.crane | input | Unavailable | FALSE
tcc.blade_number | input | Unavailable | 3
tcc.spinner_mass_cost_coeff | input | USD/kg | [11.1]
tcc.tower_assemblyCostMultiplier | input |  | [0.]
tcc.tower_overheadCostMultiplier | input |  | [0.]
tcc.tower_profitMultiplier | input |  | [0.]
tcc.tower_transportMultiplier | input |  | [0.]
tcc.tower_mass_cost_coeff | input | USD/kg | [2.9]
tcc.transformer_mass_cost_coeff | input | USD/kg | [18.8]
tcc.turbine_assemblyCostMultiplier | input |  | [0.]
tcc.turbine_overheadCostMultiplier | input |  | [0.]
tcc.turbine_profitMultiplier | input |  | [0.]
tcc.turbine_transportMultiplier | input |  | [0.]
tcc.yaw_mass_cost_coeff | input | USD/kg | [8.3]
tcons.blade_number | input | Unavailable | 3
tcons.precone | input | deg | [4.]
tcons.tilt | input | deg | [6.]
tcons.overhang | input | m | [12.0313]
tcons.outer_diameter_full | input | m | [10.99362781 10.99362798 10.993628 9.6731179 6.01837381]
tcons.max_allowable_td_ratio | input |  | [1.4175]
tcons.rotor_orientation | input | Unavailable | upwind
towerse.env.distLoads.waveLoads_Px | input | N/m | [0. 0. 0. 0. 0. 0. 0. 0. 0. 0. 0. 0. 0.]
towerse.env.distLoads.waveLoads_Py | input | N/m | [0. 0. 0. 0. 0. 0. 0. 0. 0. 0. 0. 0. 0.]
towerse.env.distLoads.waveLoads_Pz | input | N/m | [0. 0. 0. 0. 0. 0. 0. 0. 0. 0. 0. 0. 0.]
towerse.env.distLoads.waveLoads_qdyn | input | N/m**2 | [0. 0. 0. 0. 0. 0. 0. 0. 0. 0. 0. 0. 0.]
towerse.env.distLoads.waveLoads_z | input | m | [0. 0. 0. 0. 0. 0. 0. 0. 0. 0. 0. 0. 0.]
towerse.env.distLoads.waveLoads_beta | input | deg | [0.]
towerse.yaw | input | deg | [0.]
towerse.z0 | input | m | [0.]
towerse.shearExp | input |  | [0.12]
towerse.beta_wind | input | deg | [0.]
towerse.rho_air | input | kg/m**3 | [1.225]
towerse.mu_air | input | kg/m/s | [1.81e-05]
towerse.cd_usr | input |  | [-1.]
towerse.s_all | input |  | [0. 0. 0. 0. 0. 0. 0. 0. 0. 0. 0. 0. 0.]
towerse.rho_water | input | kg/m**3 | [0.]
towerse.member.s_ghost1 | input |  | [0.]
towerse.member.s_ghost2 | input |  | [1.]
towerse.member.s_const1 | input |  | [0.]
towerse.member.s_const2 | input |  | [0.]
towerse.tower_layer_thickness | input | m | [[0.0618046 0.03331697 0.02128519 0.00441779 0.02083471]]
towerse.tower_outer_diameter_in | input | m | [10.99362781 10.99362798 10.993628 9.6731179 6.01837381]
towerse.E_mat | input | Pa | [[3.44000e+09 3.44000e+09 3.44000e+09] [2.00000e+11 2.00000e+11 2.00000e+11] [2.05000e+11 2.05000e+11 2.05000e+11] [1.18000e+11 1.18000e+11 1.18000e+11] [4.46000e+10 1.70000e+10 1.67000e+10] [1.40000e+11 9.13000e+09 9.13000e+09] [1.10231e+10 1.10231e+10 1.60477e+10] [2.82114e+10 1.62388e+10 1.58355e+10] [1.29200e+08 1.29200e+08 1.29200e+08] [1.00000e+06 1.00000e+06 1.00000e+06] [4.56000e+06 4.56000e+06 4.56000e+06]]
towerse.E_user | input | Pa | [0.]
towerse.G_mat | input | Pa | [[1.32300000e+09 1.32300000e+09 1.32300000e+09] [7.93000000e+10 7.93000000e+10 7.93000000e+10] [8.00000000e+10 8.00000000e+10 8.00000000e+10] [4.76000000e+10 4.76000000e+10 4.76000000e+10] [3.27000000e+09 3.48000000e+09 3.50000000e+09] [4.13100000e+09 4.13100000e+09 2.68900000e+09] [1.32314000e+10 3.48748000e+09 3.48748000e+09] [8.24822000e+09 3.49124000e+09 3.49124000e+09] [4.89469697e+07 4.89469697e+07 4.89469697e+07] [3.12500000e+05 3.12500000e+05 3.12500000e+05] [1.52000000e+06 1.52000000e+06 1.52000000e+06]]
towerse.sigma_y_mat | input | Pa | [0.00e+00 3.45e+08 4.85e+08 2.65e+08 0.00e+00 0.00e+00 0.00e+00 0.00e+00 0.00e+00 0.00e+00 0.00e+00]
towerse.sigma_ult_mat | input | Pa | [[7.4000e+01 7.4000e+01 7.4000e+01] [4.5000e+08 4.5000e+08 4.5000e+08] [8.1400e+08 8.1400e+08 8.1400e+08] [3.1000e+08 3.1000e+08 3.1000e+08] [6.0920e+08 3.8100e+07 1.5290e+07] [2.2150e+09 5.0100e+07 0.0000e+00] [4.6210e+07 4.6210e+07 0.0000e+00] [4.3563e+08 7.6440e+07 0.0000e+00] [2.0830e+06 2.0830e+06 2.0830e+06] [0.0000e+00 0.0000e+00 0.0000e+00] [6.9000e+05 6.9000e+05 6.9000e+05]]
towerse.wohler_exp_mat | input |  | [ 1. 3. 3. 3. 10. 16.1 10. 10. 1. 1. 1. ]
towerse.wohler_A_mat | input |  | [8.7000e+01 4.5000e+08 8.1400e+08 3.1000e+08 6.0920e+08 2.2150e+09 7.0690e+07 4.3563e+08 2.0830e+06 0.0000e+00 6.9000e+05]
towerse.rho_mat | input | kg/m**3 | [1235. 7800. 7850. 7200. 1940. 1553. 1940. 1940. 130. 1150. 1100.]
towerse.unit_cost_mat | input | USD/kg | [ 7.23 0.7 0.9 0.5 1.87 37.4 3. 2.86 13. 3.63 9. ]
towerse.outfitting_factor_in | input |  | [1.07]
towerse.tower_layer_materials | input | Unavailable | ['steel']
towerse.member.ballast_materials | input | Unavailable | []
towerse.material_names | input | Unavailable | ['Gelcoat', 'steel', 'steel_drive', 'cast_iron', 'glass_uni', 'carbon_uni', 'glass_biax', 'glass_triax', 'medium_density_foam', 'resin', 'adhesive']
towerse.labor_cost_rate | input | USD/min | [0.98]
towerse.painting_cost_rate | input | USD/m**2 | [30.]
towerse.post.section_L | input | m | [0. 0. 0. 0. 0. 0. 0. 0. 0. 0. 0. 0.]
af_3d.aoa | input | rad | [-3.14159265 -3.08923278 -3.0368729 -2.98451302 -2.93215314 -2.87979327 -2.82743339 -2.77507351 -2.72271363 -2.67035376 -2.61799388 -2.565634 -2.51327412 -2.46091425 -2.40855437 -2.35619449 -2.30383461 -2.25147474 -2.19911486 -2.14675498 -2.0943951 -2.04203522 -1.98967535 -1.93731547 -1.88495559 -1.83259571 -1.78023584 -1.72787596 -1.67551608 -1.6231562 -1.57079633 -1.51843645 -1.46607657 -1.41371669 -1.36135682 -1.30899694 -1.25663706 -1.20427718 -1.15191731 -1.09955743 -1.04719755 -0.99483767 -0.9424778 -0.89011792 -0.83775804 -0.78539816 -0.73303829 -0.68067841 -0.62831853 -0.57595865 -0.52359878 -0.51302102 -0.50244327 -0.49186552 -0.48128776 -0.47071001 -0.46013226 -0.4495545 -0.43897675 -0.428399 -0.41782125 -0.40724349 -0.39666574 -0.38608799 -0.37551023 -0.36493248 -0.35435473 -0.34377697 -0.33319922 -0.32262147 -0.31204371 -0.30146596 -0.29088821 -0.28031046 -0.2697327 -0.25915495 -0.2485772 -0.23799944 -0.22742169 -0.21684394 -0.20626618 -0.19568843 -0.18511068 -0.17453293 -0.16395517 -0.15337742 -0.14279967 -0.13222191 -0.12164416 -0.11106641 -0.10048865 -0.0899109 -0.07933315 -0.06875539 -0.05817764 -0.04759989 -0.03702214 -0.02644438 -0.01586663 -0.00528888 0.00528888 0.01586663 0.02644438 0.03702214 0.04759989 0.05817764 0.06875539 0.07933315 0.0899109 0.10048865 0.11106641 0.12164416 0.13222191 0.14279967 0.15337742 0.16395517 0.17453293 0.18511068 0.19568843 0.20626618 0.21684394 0.22742169 0.23799944 0.2485772 0.25915495 0.2697327 0.28031046 0.29088821 0.30146596 0.31204371 0.32262147 0.33319922 0.34377697 0.35435473 0.36493248 0.37551023 0.38608799 0.39666574 0.40724349 0.41782125 0.428399 0.43897675 0.4495545 0.46013226 0.47071001 0.48128776 0.49186552 0.50244327 0.51302102 0.52359878 0.57595865 0.62831853 0.68067841 0.73303829 0.78539816 0.83775804 0.89011792 0.9424778 0.99483767 1.04719755 1.09955743 1.15191731 1.20427718 1.25663706 1.30899694 1.36135682 1.41371669 1.46607657 1.51843645 1.57079633 1.6231562 1.67551608 1.72787596 1.78023584 1.83259571 1.88495559 1.93731547 1.98967535 2.04203522 2.0943951 2.14675498 2.19911486 2.25147474 2.30383461 2.35619449 2.40855437 2.46091425 2.51327412 2.565634 2.61799388 2.67035376 2.72271363 2.77507351 2.82743339 2.87979327 2.93215314 2.98451302 3.0368729 3.08923278 3.14159265] | 1D array of the angles of attack used to define the polars of the airfoils. All airfoils defined in openmdao share this grid.
af_3d.Re | input |  | [ 3000000. 8100000. 10000000.] | 1D array of the Reynolds numbers used to define the polars of the airfoils. All airfoils defined in openmdao share this grid.
af_3d.rated_TSR | input |  | [9.] | Constant tip speed ratio in region II.
blade.compute_reynolds.rho | input | kg/m**3 | [1.225]
blade.compute_reynolds.mu | input | kg/m/s | [1.81e-05] | Dynamic viscosity of air
blade.high_level_blade_props.rotor_diameter_user | input | m | [242.23775645] | Diameter of the rotor specified by the user. It is defined as two times the blade length plus the hub diameter.
blade.internal_structure_2d_fem.web_rotation_yaml | output | rad | [[0. 0. 0. 0. 0. 0. 0. 0. 0. 0. 0. 0. 0. 0. 0. 0. 0. 0. 0. 0. 0. 0. 0. 0. 0. 0. 0. 0. 0. 0.] [0. 0. 0. 0. 0. 0. 0. 0. 0. 0. 0. 0. 0. 0. 0. 0. 0. 0. 0. 0. 0. 0. 0. 0. 0. 0. 0. 0. 0. 0.]] | 2D array of the rotation angle of the shear webs in respect to the chord line. The first dimension represents each shear web, the second dimension represents each entry along blade span. If the rotation is equal to negative twist +- a constant, then the web is built straight.
blade.internal_structure_2d_fem.web_offset_y_pa_yaml | output | m | [[ 0. 0. 0. -0.35 -0.35 -0.35 -0.35 -0.35 -0.35 -0.35 -0.35 -0.35 -0.35 -0.35 -0.35 -0.35 -0.35 -0.35 -0.35 -0.35 -0.35 -0.35 -0.35 -0.35 -0.35 -0.35 -0.35 -0.35 -0.35 0. ] [ 0. 0. 0. 0.35 0.35 0.35 0.35 0.35 0.35 0.35 0.35 0.35 0.35 0.35 0.35 0.35 0.35 0.35 0.35 0.35 0.35 0.35 0.35 0.35 0.35 0.35 0.35 0.35 0.35 0. ]] | 2D array of the offset along the y axis to set the position of the shear webs. Positive values move the web towards the trailing edge, negative values towards the leading edge. The first dimension represents each shear web, the second dimension represents each entry along blade span.
blade.internal_structure_2d_fem.web_start_nd_yaml | output |  | [[0. 0. 0. 0. 0. 0. 0. 0. 0. 0. 0. 0. 0. 0. 0. 0. 0. 0. 0. 0. 0. 0. 0. 0. 0. 0. 0. 0. 0. 0.] [0. 0. 0. 0. 0. 0. 0. 0. 0. 0. 0. 0. 0. 0. 0. 0. 0. 0. 0. 0. 0. 0. 0. 0. 0. 0. 0. 0. 0. 0.]] | 2D array of the non-dimensional start point defined along the outer profile of a web. The TE suction side is 0, the TE pressure side is 1. The first dimension represents each web, the second dimension represents each entry along blade span.
blade.internal_structure_2d_fem.web_end_nd_yaml | output |  | [[0. 0. 0. 0. 0. 0. 0. 0. 0. 0. 0. 0. 0. 0. 0. 0. 0. 0. 0. 0. 0. 0. 0. 0. 0. 0. 0. 0. 0. 0.] [0. 0. 0. 0. 0. 0. 0. 0. 0. 0. 0. 0. 0. 0. 0. 0. 0. 0. 0. 0. 0. 0. 0. 0. 0. 0. 0. 0. 0. 0.]] | 2D array of the non-dimensional end point defined along the outer profile of a web. The TE suction side is 0, the TE pressure side is 1. The first dimension represents each web, the second dimension represents each entry along blade span.
blade.internal_structure_2d_fem.layer_web | output |  | [0. 0. 0. 0. 0. 0. 0. 0. 0. 0. 0. 0. 1. 1. 1. 2. 2. 2.] | 1D array of the web id the layer is associated to. If the layer is on the outer profile, this entry can simply stay equal to zero.
blade.internal_structure_2d_fem.layer_thickness | output | m | [[0.001 0.001 0.001 0.001 0.001 0.001 0.001 0.001 0.001 0.001 0.001 0.001 0.001 0.001 0.001 0.001 0.001 0.001 0.001 0.001 0.001 0.001 0.001 0.001 0.001 0.001 0.001 0.001 0.001 0.001 ] [0.05 0.04084471 0.0322922 0.02413744 0.01575177 0.00891175 0.00483535 0.00314821 0.00231294 0.00204055 0.00200117 0.00200006 0.002 0.002 0.002 0.002 0.002 0.002 0.002 0.002 0.002 0.002 0.002 0.002 0.00178515 0.00132421 0.00104776 0.00100289 0.001 0.001 ] [0.0001 0.01178744 0.02347489 0.03516233 0.04684977 0.05853721 0.06873964 0.07300201 0.07726438 0.08152675 0.08578912 0.09005149 0.09158274 0.08901731 0.08645187 0.08388644 0.08132101 0.07875558 0.0727831 0.06453926 0.05629542 0.04805159 0.03980775 0.03156391 0.02592685 0.02094148 0.01595611 0.01097074 0.00598537 0.001 ] [0.0001 0.01178744 0.02347489 0.03516233 0.04684977 0.05853721 0.06873964 0.07300201 0.07726438 0.08152675 0.08578912 0.09005149 0.09158274 0.08901731 0.08645187 0.08388644 0.08132101 0.07875558 0.0727831 0.06453926 0.05629542 0.04805159 0.03980775 0.03156391 0.02592685 0.02094148 0.01595611 0.01097074 0.00598537 0.001 ] [0. 0. 0. 0.00299507 0.00294581 0.00289655 0.00284729 0.00279803 0.00274877 0.00269951 0.00265025 0.00260099 0.00255172 0.00250246 0.0024532 0.00240394 0.00235468 0.00230542 0.00225616 0.0022069 0.00215764 0.00210837 0.00205911 0.00200985 0. 0. 0. 0. 0. 0. ] [0. 0. 0.00502893 0.01446535 0.02653802 0.03042122 0.03 0.03 0.03 0.03 0.03 0.03 0.03 0.03 0.03 0.03 0.02965172 0.02268622 0.01506767 0.00776364 0.00470902 0.00311823 0.00198262 0.00033044 0. 0. 0. 0. 0. 0. ] [0. 0. 0.00502893 0.01446535 0.02653802 0.03042122 0.03 0.03 0.03 0.03 0.03 0.03 0.03 0.03 0.03 0.03 0.02965172 0.02268622 0.01506767 0.00776364 0.00470902 0.00311823 0.00198262 0.00033044 0. 0. 0. 0. 0. 0. ] [0. 0. 0. 0.05972906 0.0570197 0.05431034 0.05160099 0.04889163 0.04618227 0.04347291 0.04076355 0.03805419 0.03534483 0.03263547 0.02992611 0.02721675 0.02450739 0.02179803 0.01908867 0.01637931 0.01366995 0.01096059 0.00825123 0.00554187 0. 0. 0. 0. 0. 0. ] [0. 0. 0. 0.05972906 0.0570197 0.05431034 0.05160099 0.04889163 0.04618227 0.04347291 0.04076355 0.03805419 0.03534483 0.03263547 0.02992611 0.02721675 0.02450739 0.02179803 0.01908867 0.01637931 0.01366995 0.01096059 0.00825123 0.00554187 0. 0. 0. 0. 0. 0. ] [0. 0. 0. 0.05972906 0.0570197 0.05431034 0.05160099 0.04889163 0.04618227 0.04347291 0.04076355 0.03805419 0.03534483 0.03263547 0.02992611 0.02721675 0.02450739 0.02179803 0.01908867 0.01637931 0.01366995 0.01096059 0.00825123 0.00554187 0. 0. 0. 0. 0. 0. ] [0. 0. 0. 0.05972906 0.0570197 0.05431034 0.05160099 0.04889163 0.04618227 0.04347291 0.04076355 0.03805419 0.03534483 0.03263547 0.02992611 0.02721675 0.02450739 0.02179803 0.01908867 0.01637931 0.01366995 0.01096059 0.00825123 0.00554187 0. 0. 0. 0. 0. 0. ] [0.05 0.04084471 0.0322922 0.02413744 0.01575177 0.00891175 0.00483535 0.00314821 0.00231294 0.00204055 0.00200117 0.00200006 0.002 0.002 0.002 0.002 0.002 0.002 0.002 0.002 0.002 0.002 0.002 0.002 0.00178515 0.00132421 0.00104776 0.00100289 0.001 0.001 ] [0. 0. 0. 0.00199391 0.00193306 0.00187221 0.00181136 0.00175051 0.00168966 0.0016288 0.00156795 0.0015071 0.00144625 0.0013854 0.00132454 0.00126369 0.00120284 0.00114199 0.00108114 0.00102028 0.00095943 0.00089858 0.00083773 0.00077688 0.00071602 0.00065517 0.00059432 0.00053347 0. 0. ] [0. 0. 0. 0.04284584 0.04130426 0.03976268 0.0382211 0.03667951 0.03513793 0.03359635 0.03205477 0.03051318 0.0289716 0.02743002 0.02588844 0.02434686 0.02280527 0.02126369 0.02005841 0.02 0.02 0.02 0.02 0.02 0.02 0.02 0.02 0.02 0. 0. ] [0. 0. 0. 0.00199391 0.00193306 0.00187221 0.00181136 0.00175051 0.00168966 0.0016288 0.00156795 0.0015071 0.00144625 0.0013854 0.00132454 0.00126369 0.00120284 0.00114199 0.00108114 0.00102028 0.00095943 0.00089858 0.00083773 0.00077688 0.00071602 0.00065517 0.00059432 0.00053347 0. 0. ] [0. 0. 0. 0.00199391 0.00193306 0.00187221 0.00181136 0.00175051 0.00168966 0.0016288 0.00156795 0.0015071 0.00144625 0.0013854 0.00132454 0.00126369 0.00120284 0.00114199 0.00108114 0.00102028 0.00095943 0.00089858 0.00083773 0.00077688 0.00071602 0.00065517 0.00059432 0.00053347 0. 0. ] [0. 0. 0. 0.04284584 0.04130426 0.03976268 0.0382211 0.03667951 0.03513793 0.03359635 0.03205477 0.03051318 0.0289716 0.02743002 0.02588844 0.02434686 0.02280527 0.02126369 0.02005841 0.02 0.02 0.02 0.02 0.02 0.02 0.02 0.02 0.02 0. 0. ] [0. 0. 0. 0.00199391 0.00193306 0.00187221 0.00181136 0.00175051 0.00168966 0.0016288 0.00156795 0.0015071 0.00144625 0.0013854 0.00132454 0.00126369 0.00120284 0.00114199 0.00108114 0.00102028 0.00095943 0.00089858 0.00083773 0.00077688 0.00071602 0.00065517 0.00059432 0.00053347 0. 0. ]] | 2D array of the thickness of the layers of the blade structure. The first dimension represents each layer, the second dimension represents each entry along blade span.
blade.internal_structure_2d_fem.layer_orientation | output | rad | [[0. 0. 0. 0. 0. 0. 0. 0. 0. 0. 0. 0. 0. 0. 0. 0. 0. 0. 0. 0. 0. 0. 0. 0. 0. 0. 0. 0. 0. 0.] [0. 0. 0. 0. 0. 0. 0. 0. 0. 0. 0. 0. 0. 0. 0. 0. 0. 0. 0. 0. 0. 0. 0. 0. 0. 0. 0. 0. 0. 0.] [0. 0. 0. 0. 0. 0. 0. 0. 0. 0. 0. 0. 0. 0. 0. 0. 0. 0. 0. 0. 0. 0. 0. 0. 0. 0. 0. 0. 0. 0.] [0. 0. 0. 0. 0. 0. 0. 0. 0. 0. 0. 0. 0. 0. 0. 0. 0. 0. 0. 0. 0. 0. 0. 0. 0. 0. 0. 0. 0. 0.] [0. 0. 0. 0. 0. 0. 0. 0. 0. 0. 0. 0. 0. 0. 0. 0. 0. 0. 0. 0. 0. 0. 0. 0. 0. 0. 0. 0. 0. 0.] [0. 0. 0. 0. 0. 0. 0. 0. 0. 0. 0. 0. 0. 0. 0. 0. 0. 0. 0. 0. 0. 0. 0. 0. 0. 0. 0. 0. 0. 0.] [0. 0. 0. 0. 0. 0. 0. 0. 0. 0. 0. 0. 0. 0. 0. 0. 0. 0. 0. 0. 0. 0. 0. 0. 0. 0. 0. 0. 0. 0.] [0. 0. 0. 0. 0. 0. 0. 0. 0. 0. 0. 0. 0. 0. 0. 0. 0. 0. 0. 0. 0. 0. 0. 0. 0. 0. 0. 0. 0. 0.] [0. 0. 0. 0. 0. 0. 0. 0. 0. 0. 0. 0. 0. 0. 0. 0. 0. 0. 0. 0. 0. 0. 0. 0. 0. 0. 0. 0. 0. 0.] [0. 0. 0. 0. 0. 0. 0. 0. 0. 0. 0. 0. 0. 0. 0. 0. 0. 0. 0. 0. 0. 0. 0. 0. 0. 0. 0. 0. 0. 0.] [0. 0. 0. 0. 0. 0. 0. 0. 0. 0. 0. 0. 0. 0. 0. 0. 0. 0. 0. 0. 0. 0. 0. 0. 0. 0. 0. 0. 0. 0.] [0. 0. 0. 0. 0. 0. 0. 0. 0. 0. 0. 0. 0. 0. 0. 0. 0. 0. 0. 0. 0. 0. 0. 0. 0. 0. 0. 0. 0. 0.] [0. 0. 0. 0. 0. 0. 0. 0. 0. 0. 0. 0. 0. 0. 0. 0. 0. 0. 0. 0. 0. 0. 0. 0. 0. 0. 0. 0. 0. 0.] [0. 0. 0. 0. 0. 0. 0. 0. 0. 0. 0. 0. 0. 0. 0. 0. 0. 0. 0. 0. 0. 0. 0. 0. 0. 0. 0. 0. 0. 0.] [0. 0. 0. 0. 0. 0. 0. 0. 0. 0. 0. 0. 0. 0. 0. 0. 0. 0. 0. 0. 0. 0. 0. 0. 0. 0. 0. 0. 0. 0.] [0. 0. 0. 0. 0. 0. 0. 0. 0. 0. 0. 0. 0. 0. 0. 0. 0. 0. 0. 0. 0. 0. 0. 0. 0. 0. 0. 0. 0. 0.] [0. 0. 0. 0. 0. 0. 0. 0. 0. 0. 0. 0. 0. 0. 0. 0. 0. 0. 0. 0. 0. 0. 0. 0. 0. 0. 0. 0. 0. 0.] [0. 0. 0. 0. 0. 0. 0. 0. 0. 0. 0. 0. 0. 0. 0. 0. 0. 0. 0. 0. 0. 0. 0. 0. 0. 0. 0. 0. 0. 0.]] | Fiber orientation of the composite layer with 0-value meaning alignment with reference axis. The first dimension represents each layer, the second dimension represents each entry along blade span.
blade.internal_structure_2d_fem.layer_rotation_yaml | output | rad | [[0. 0. 0. 0. 0. 0. 0. 0. 0. 0. 0. 0. 0. 0. 0. 0. 0. 0. 0. 0. 0. 0. 0. 0. 0. 0. 0. 0. 0. 0.] [0. 0. 0. 0. 0. 0. 0. 0. 0. 0. 0. 0. 0. 0. 0. 0. 0. 0. 0. 0. 0. 0. 0. 0. 0. 0. 0. 0. 0. 0.] [0. 0. 0. 0. 0. 0. 0. 0. 0. 0. 0. 0. 0. 0. 0. 0. 0. 0. 0. 0. 0. 0. 0. 0. 0. 0. 0. 0. 0. 0.] [0. 0. 0. 0. 0. 0. 0. 0. 0. 0. 0. 0. 0. 0. 0. 0. 0. 0. 0. 0. 0. 0. 0. 0. 0. 0. 0. 0. 0. 0.] [0. 0. 0. 0. 0. 0. 0. 0. 0. 0. 0. 0. 0. 0. 0. 0. 0. 0. 0. 0. 0. 0. 0. 0. 0. 0. 0. 0. 0. 0.] [0. 0. 0. 0. 0. 0. 0. 0. 0. 0. 0. 0. 0. 0. 0. 0. 0. 0. 0. 0. 0. 0. 0. 0. 0. 0. 0. 0. 0. 0.] [0. 0. 0. 0. 0. 0. 0. 0. 0. 0. 0. 0. 0. 0. 0. 0. 0. 0. 0. 0. 0. 0. 0. 0. 0. 0. 0. 0. 0. 0.] [0. 0. 0. 0. 0. 0. 0. 0. 0. 0. 0. 0. 0. 0. 0. 0. 0. 0. 0. 0. 0. 0. 0. 0. 0. 0. 0. 0. 0. 0.] [0. 0. 0. 0. 0. 0. 0. 0. 0. 0. 0. 0. 0. 0. 0. 0. 0. 0. 0. 0. 0. 0. 0. 0. 0. 0. 0. 0. 0. 0.] [0. 0. 0. 0. 0. 0. 0. 0. 0. 0. 0. 0. 0. 0. 0. 0. 0. 0. 0. 0. 0. 0. 0. 0. 0. 0. 0. 0. 0. 0.] [0. 0. 0. 0. 0. 0. 0. 0. 0. 0. 0. 0. 0. 0. 0. 0. 0. 0. 0. 0. 0. 0. 0. 0. 0. 0. 0. 0. 0. 0.] [0. 0. 0. 0. 0. 0. 0. 0. 0. 0. 0. 0. 0. 0. 0. 0. 0. 0. 0. 0. 0. 0. 0. 0. 0. 0. 0. 0. 0. 0.] [0. 0. 0. 0. 0. 0. 0. 0. 0. 0. 0. 0. 0. 0. 0. 0. 0. 0. 0. 0. 0. 0. 0. 0. 0. 0. 0. 0. 0. 0.] [0. 0. 0. 0. 0. 0. 0. 0. 0. 0. 0. 0. 0. 0. 0. 0. 0. 0. 0. 0. 0. 0. 0. 0. 0. 0. 0. 0. 0. 0.] [0. 0. 0. 0. 0. 0. 0. 0. 0. 0. 0. 0. 0. 0. 0. 0. 0. 0. 0. 0. 0. 0. 0. 0. 0. 0. 0. 0. 0. 0.] [0. 0. 0. 0. 0. 0. 0. 0. 0. 0. 0. 0. 0. 0. 0. 0. 0. 0. 0. 0. 0. 0. 0. 0. 0. 0. 0. 0. 0. 0.] [0. 0. 0. 0. 0. 0. 0. 0. 0. 0. 0. 0. 0. 0. 0. 0. 0. 0. 0. 0. 0. 0. 0. 0. 0. 0. 0. 0. 0. 0.] [0. 0. 0. 0. 0. 0. 0. 0. 0. 0. 0. 0. 0. 0. 0. 0. 0. 0. 0. 0. 0. 0. 0. 0. 0. 0. 0. 0. 0. 0.]] | 2D array of the rotation angle of a layer in respect to the chord line. The first dimension represents each layer, the second dimension represents each entry along blade span. If the rotation is equal to negative twist +- a constant, then the layer is built straight.
blade.internal_structure_2d_fem.layer_offset_y_pa_yaml | output | m | [[0. 0. 0. 0. 0. 0. 0. 0. 0. 0. 0. 0. 0. 0. 0. 0. 0. 0. 0. 0. 0. 0. 0. 0. 0. 0. 0. 0. 0. 0.] [0. 0. 0. 0. 0. 0. 0. 0. 0. 0. 0. 0. 0. 0. 0. 0. 0. 0. 0. 0. 0. 0. 0. 0. 0. 0. 0. 0. 0. 0.] [0. 0. 0. 0. 0. 0. 0. 0. 0. 0. 0. 0. 0. 0. 0. 0. 0. 0. 0. 0. 0. 0. 0. 0. 0. 0. 0. 0. 0. 0.] [0. 0. 0. 0. 0. 0. 0. 0. 0. 0. 0. 0. 0. 0. 0. 0. 0. 0. 0. 0. 0. 0. 0. 0. 0. 0. 0. 0. 0. 0.] [0. 0. 0. 0. 0. 0. 0. 0. 0. 0. 0. 0. 0. 0. 0. 0. 0. 0. 0. 0. 0. 0. 0. 0. 0. 0. 0. 0. 0. 0.] [0. 0. 0. 0. 0. 0. 0. 0. 0. 0. 0. 0. 0. 0. 0. 0. 0. 0. 0. 0. 0. 0. 0. 0. 0. 0. 0. 0. 0. 0.] [0. 0. 0. 0. 0. 0. 0. 0. 0. 0. 0. 0. 0. 0. 0. 0. 0. 0. 0. 0. 0. 0. 0. 0. 0. 0. 0. 0. 0. 0.] [0. 0. 0. 0. 0. 0. 0. 0. 0. 0. 0. 0. 0. 0. 0. 0. 0. 0. 0. 0. 0. 0. 0. 0. 0. 0. 0. 0. 0. 0.] [0. 0. 0. 0. 0. 0. 0. 0. 0. 0. 0. 0. 0. 0. 0. 0. 0. 0. 0. 0. 0. 0. 0. 0. 0. 0. 0. 0. 0. 0.] [0. 0. 0. 0. 0. 0. 0. 0. 0. 0. 0. 0. 0. 0. 0. 0. 0. 0. 0. 0. 0. 0. 0. 0. 0. 0. 0. 0. 0. 0.] [0. 0. 0. 0. 0. 0. 0. 0. 0. 0. 0. 0. 0. 0. 0. 0. 0. 0. 0. 0. 0. 0. 0. 0. 0. 0. 0. 0. 0. 0.] [0. 0. 0. 0. 0. 0. 0. 0. 0. 0. 0. 0. 0. 0. 0. 0. 0. 0. 0. 0. 0. 0. 0. 0. 0. 0. 0. 0. 0. 0.] [0. 0. 0. 0. 0. 0. 0. 0. 0. 0. 0. 0. 0. 0. 0. 0. 0. 0. 0. 0. 0. 0. 0. 0. 0. 0. 0. 0. 0. 0.] [0. 0. 0. 0. 0. 0. 0. 0. 0. 0. 0. 0. 0. 0. 0. 0. 0. 0. 0. 0. 0. 0. 0. 0. 0. 0. 0. 0. 0. 0.] [0. 0. 0. 0. 0. 0. 0. 0. 0. 0. 0. 0. 0. 0. 0. 0. 0. 0. 0. 0. 0. 0. 0. 0. 0. 0. 0. 0. 0. 0.] [0. 0. 0. 0. 0. 0. 0. 0. 0. 0. 0. 0. 0. 0. 0. 0. 0. 0. 0. 0. 0. 0. 0. 0. 0. 0. 0. 0. 0. 0.] [0. 0. 0. 0. 0. 0. 0. 0. 0. 0. 0. 0. 0. 0. 0. 0. 0. 0. 0. 0. 0. 0. 0. 0. 0. 0. 0. 0. 0. 0.] [0. 0. 0. 0. 0. 0. 0. 0. 0. 0. 0. 0. 0. 0. 0. 0. 0. 0. 0. 0. 0. 0. 0. 0. 0. 0. 0. 0. 0. 0.]] | 2D array of the offset along the y axis to set the position of a layer. Positive values move the layer towards the trailing edge, negative values towards the leading edge. The first dimension represents each layer, the second dimension represents each entry along blade span.
blade.internal_structure_2d_fem.layer_width_yaml | output | m | [[0. 0. 0. 0. 0. 0. 0. 0. 0. 0. 0. 0. 0. 0. 0. 0. 0. 0. 0. 0. 0. 0. 0. 0. 0. 0. 0. 0. 0. 0. ] [0. 0. 0. 0. 0. 0. 0. 0. 0. 0. 0. 0. 0. 0. 0. 0. 0. 0. 0. 0. 0. 0. 0. 0. 0. 0. 0. 0. 0. 0. ] [0.9 0.9 0.9 0.9 0.9 0.9 0.9 0.9 0.9 0.9 0.9 0.9 0.9 0.9 0.9 0.9 0.9 0.9 0.9 0.9 0.9 0.9 0.9 0.9 0.89999973 0.89995125 0.89874054 0.87482913 0.6335931 0.294 ] [0.9 0.9 0.9 0.9 0.9 0.9 0.9 0.9 0.9 0.9 0.9 0.9 0.9 0.9 0.9 0.9 0.9 0.9 0.9 0.9 0.9 0.9 0.9 0.9 0.89999973 0.89995125 0.89874054 0.87482913 0.6335931 0.294 ] [0. 0. 0. 0.8 0.8 0.8 0.8 0.8 0.8 0.8 0.8 0.8 0.8 0.8 0.8 0.8 0.8 0.8 0.8 0.79995895 0.79875811 0.78798681 0.75453807 0.70880174 0. 0. 0. 0. 0. 0. ] [0. 0. 0. 0.75 0.75 0.75 0.75 0.75 0.75 0.75 0.75 0.75 0.75 0.75 0.75 0.75 0.75 0.75 0.75 0.75 0.75 0.75 0.75 0.75 0. 0. 0. 0. 0. 0. ] [0. 0. 0. 0.75 0.75 0.75 0.75 0.75 0.75 0.75 0.75 0.75 0.75 0.75 0.75 0.75 0.75 0.75 0.75 0.75 0.75 0.75 0.75 0.75 0. 0. 0. 0. 0. 0. ] [0. 0. 0. 0. 0. 0. 0. 0. 0. 0. 0. 0. 0. 0. 0. 0. 0. 0. 0. 0. 0. 0. 0. 0. 0. 0. 0. 0. 0. 0. ] [0. 0. 0. 0. 0. 0. 0. 0. 0. 0. 0. 0. 0. 0. 0. 0. 0. 0. 0. 0. 0. 0. 0. 0. 0. 0. 0. 0. 0. 0. ] [0. 0. 0. 0. 0. 0. 0. 0. 0. 0. 0. 0. 0. 0. 0. 0. 0. 0. 0. 0. 0. 0. 0. 0. 0. 0. 0. 0. 0. 0. ] [0. 0. 0. 0. 0. 0. 0. 0. 0. 0. 0. 0. 0. 0. 0. 0. 0. 0. 0. 0. 0. 0. 0. 0. 0. 0. 0. 0. 0. 0. ] [0. 0. 0. 0. 0. 0. 0. 0. 0. 0. 0. 0. 0. 0. 0. 0. 0. 0. 0. 0. 0. 0. 0. 0. 0. 0. 0. 0. 0. 0. ] [0. 0. 0. 0. 0. 0. 0. 0. 0. 0. 0. 0. 0. 0. 0. 0. 0. 0. 0. 0. 0. 0. 0. 0. 0. 0. 0. 0. 0. 0. ] [0. 0. 0. 0. 0. 0. 0. 0. 0. 0. 0. 0. 0. 0. 0. 0. 0. 0. 0. 0. 0. 0. 0. 0. 0. 0. 0. 0. 0. 0. ] [0. 0. 0. 0. 0. 0. 0. 0. 0. 0. 0. 0. 0. 0. 0. 0. 0. 0. 0. 0. 0. 0. 0. 0. 0. 0. 0. 0. 0. 0. ] [0. 0. 0. 0. 0. 0. 0. 0. 0. 0. 0. 0. 0. 0. 0. 0. 0. 0. 0. 0. 0. 0. 0. 0. 0. 0. 0. 0. 0. 0. ] [0. 0. 0. 0. 0. 0. 0. 0. 0. 0. 0. 0. 0. 0. 0. 0. 0. 0. 0. 0. 0. 0. 0. 0. 0. 0. 0. 0. 0. 0. ] [0. 0. 0. 0. 0. 0. 0. 0. 0. 0. 0. 0. 0. 0. 0. 0. 0. 0. 0. 0. 0. 0. 0. 0. 0. 0. 0. 0. 0. 0. ]] | 2D array of the width along the outer profile of a layer. The first dimension represents each layer, the second dimension represents each entry along blade span.
blade.internal_structure_2d_fem.layer_midpoint_nd | output |  | [[0. 0. 0. 0. 0. 0. 0. 0. 0. 0. 0. 0. 0. 0. 0. 0. 0. 0. 0. 0. 0. 0. 0. 0. 0. 0. 0. 0. 0. 0. ] [0. 0. 0. 0. 0. 0. 0. 0. 0. 0. 0. 0. 0. 0. 0. 0. 0. 0. 0. 0. 0. 0. 0. 0. 0. 0. 0. 0. 0. 0. ] [0. 0. 0. 0. 0. 0. 0. 0. 0. 0. 0. 0. 0. 0. 0. 0. 0. 0. 0. 0. 0. 0. 0. 0. 0. 0. 0. 0. 0. 0. ] [0. 0. 0. 0. 0. 0. 0. 0. 0. 0. 0. 0. 0. 0. 0. 0. 0. 0. 0. 0. 0. 0. 0. 0. 0. 0. 0. 0. 0. 0. ] [0.49999933 0.49996543 0.49968074 0.49909172 0.49864554 0.49918749 0.50022224 0.50029462 0.50060184 0.50110477 0.50123123 0.5012535 0.50152521 0.50160267 0.50109 0.50067145 0.50040274 0.49991795 0.49926177 0.49869261 0.4979642 0.49725902 0.49687399 0.49683998 0.49683998 0.49683998 0.49683998 0.49683998 0.49683998 0.49683998] [0. 0. 0. 0. 0. 0. 0. 0. 0. 0. 0. 0. 0. 0. 0. 0. 0. 0. 0. 0. 0. 0. 0. 0. 0. 0. 0. 0. 0. 0. ] [0. 0. 0. 0. 0. 0. 0. 0. 0. 0. 0. 0. 0. 0. 0. 0. 0. 0. 0. 0. 0. 0. 0. 0. 0. 0. 0. 0. 0. 0. ] [0. 0. 0. 0. 0. 0. 0. 0. 0. 0. 0. 0. 0. 0. 0. 0. 0. 0. 0. 0. 0. 0. 0. 0. 0. 0. 0. 0. 0. 0. ] [0. 0. 0. 0. 0. 0. 0. 0. 0. 0. 0. 0. 0. 0. 0. 0. 0. 0. 0. 0. 0. 0. 0. 0. 0. 0. 0. 0. 0. 0. ] [0. 0. 0. 0. 0. 0. 0. 0. 0. 0. 0. 0. 0. 0. 0. 0. 0. 0. 0. 0. 0. 0. 0. 0. 0. 0. 0. 0. 0. 0. ] [0. 0. 0. 0. 0. 0. 0. 0. 0. 0. 0. 0. 0. 0. 0. 0. 0. 0. 0. 0. 0. 0. 0. 0. 0. 0. 0. 0. 0. 0. ] [0. 0. 0. 0. 0. 0. 0. 0. 0. 0. 0. 0. 0. 0. 0. 0. 0. 0. 0. 0. 0. 0. 0. 0. 0. 0. 0. 0. 0. 0. ] [0. 0. 0. 0. 0. 0. 0. 0. 0. 0. 0. 0. 0. 0. 0. 0. 0. 0. 0. 0. 0. 0. 0. 0. 0. 0. 0. 0. 0. 0. ] [0. 0. 0. 0. 0. 0. 0. 0. 0. 0. 0. 0. 0. 0. 0. 0. 0. 0. 0. 0. 0. 0. 0. 0. 0. 0. 0. 0. 0. 0. ] [0. 0. 0. 0. 0. 0. 0. 0. 0. 0. 0. 0. 0. 0. 0. 0. 0. 0. 0. 0. 0. 0. 0. 0. 0. 0. 0. 0. 0. 0. ] [0. 0. 0. 0. 0. 0. 0. 0. 0. 0. 0. 0. 0. 0. 0. 0. 0. 0. 0. 0. 0. 0. 0. 0. 0. 0. 0. 0. 0. 0. ] [0. 0. 0. 0. 0. 0. 0. 0. 0. 0. 0. 0. 0. 0. 0. 0. 0. 0. 0. 0. 0. 0. 0. 0. 0. 0. 0. 0. 0. 0. ] [0. 0. 0. 0. 0. 0. 0. 0. 0. 0. 0. 0. 0. 0. 0. 0. 0. 0. 0. 0. 0. 0. 0. 0. 0. 0. 0. 0. 0. 0. ]] | 2D array of the non-dimensional midpoint defined along the outer profile of a layer. The first dimension represents each layer, the second dimension represents each entry along blade span.
blade.internal_structure_2d_fem.layer_start_nd_yaml | output |  | [[0. 0. 0. 0. 0. 0. 0. 0. 0. 0. 0. 0. 0. 0. 0. 0. 0. 0. 0. 0. 0. 0. 0. 0. 0. 0. 0. 0. 0. 0. ] [0. 0. 0. 0. 0. 0. 0. 0. 0.00525852 0.01 0.01 0.01 0.01 0.01 0.01 0.01 0.01 0.01 0.01 0.01 0.01 0.01 0.01 0.01 0.01 0.01 0.01 0.01 0.01 0.01 ] [0. 0. 0. 0. 0. 0. 0. 0. 0. 0. 0. 0. 0. 0. 0. 0. 0. 0. 0. 0. 0. 0. 0. 0. 0. 0. 0. 0. 0. 0. ] [0. 0. 0. 0. 0. 0. 0. 0. 0. 0. 0. 0. 0. 0. 0. 0. 0. 0. 0. 0. 0. 0. 0. 0. 0. 0. 0. 0. 0. 0. ] [0. 0. 0. 0. 0. 0. 0. 0. 0. 0. 0. 0. 0. 0. 0. 0. 0. 0. 0. 0. 0. 0. 0. 0. 0. 0. 0. 0. 0. 0. ] [0. 0. 0. 0. 0. 0. 0. 0. 0. 0. 0. 0. 0. 0. 0. 0. 0. 0. 0. 0. 0. 0. 0. 0. 0. 0. 0. 0. 0. 0. ] [0. 0. 0. 0. 0. 0. 0. 0. 0. 0. 0. 0. 0. 0. 0. 0. 0. 0. 0. 0. 0. 0. 0. 0. 0. 0. 0. 0. 0. 0. ] [0. 0. 0. 0. 0. 0. 0. 0. 0. 0. 0. 0. 0. 0. 0. 0. 0. 0. 0. 0. 0. 0. 0. 0. 0. 0. 0. 0. 0. 0. ] [0. 0. 0. 0. 0. 0. 0. 0. 0. 0. 0. 0. 0. 0. 0. 0. 0. 0. 0. 0. 0. 0. 0. 0. 0. 0. 0. 0. 0. 0. ] [0. 0. 0. 0. 0. 0. 0. 0. 0. 0. 0. 0. 0. 0. 0. 0. 0. 0. 0. 0. 0. 0. 0. 0. 0. 0. 0. 0. 0. 0. ] [0. 0. 0. 0. 0. 0. 0. 0. 0. 0. 0. 0. 0. 0. 0. 0. 0. 0. 0. 0. 0. 0. 0. 0. 0. 0. 0. 0. 0. 0. ] [0. 0. 0. 0. 0. 0. 0.00414613 0.07368568 0.08 0.08 0.08 0.08 0.08 0.08 0.08 0.08 0.08 0.08 0.08 0.08 0.08 0.08 0.08 0.08 0.08 0.08 0.08 0.08 0.08 0.08 ] [0. 0. 0. 0. 0. 0. 0. 0. 0. 0. 0. 0. 0. 0. 0. 0. 0. 0. 0. 0. 0. 0. 0. 0. 0. 0. 0. 0. 0. 0. ] [0. 0. 0. 0. 0. 0. 0. 0. 0. 0. 0. 0. 0. 0. 0. 0. 0. 0. 0. 0. 0. 0. 0. 0. 0. 0. 0. 0. 0. 0. ] [0. 0. 0. 0. 0. 0. 0. 0. 0. 0. 0. 0. 0. 0. 0. 0. 0. 0. 0. 0. 0. 0. 0. 0. 0. 0. 0. 0. 0. 0. ] [0. 0. 0. 0. 0. 0. 0. 0. 0. 0. 0. 0. 0. 0. 0. 0. 0. 0. 0. 0. 0. 0. 0. 0. 0. 0. 0. 0. 0. 0. ] [0. 0. 0. 0. 0. 0. 0. 0. 0. 0. 0. 0. 0. 0. 0. 0. 0. 0. 0. 0. 0. 0. 0. 0. 0. 0. 0. 0. 0. 0. ] [0. 0. 0. 0. 0. 0. 0. 0. 0. 0. 0. 0. 0. 0. 0. 0. 0. 0. 0. 0. 0. 0. 0. 0. 0. 0. 0. 0. 0. 0. ]] | 2D array of the non-dimensional start point defined along the outer profile of a layer. The TE suction side is 0, the TE pressure side is 1. The first dimension represents each layer, the second dimension represents each entry along blade span.
blade.internal_structure_2d_fem.layer_end_nd_yaml | output |  | [[1. 1. 1. 1. 1. 1. 1. 1. 1. 1. 1. 1. 1. 1. 1. 1. 1. 1. 1. 1. 1. 1. 1. 1. 1. 1. 1. 1. 1. 1. ] [1. 1. 1. 1. 1. 1. 1. 1. 0.99474148 0.99 0.99 0.99 0.99 0.99 0.99 0.99 0.99 0.99 0.99 0.99 0.99 0.99 0.99 0.99 0.99 0.99 0.99 0.99 0.99 0.99 ] [0. 0. 0. 0. 0. 0. 0. 0. 0. 0. 0. 0. 0. 0. 0. 0. 0. 0. 0. 0. 0. 0. 0. 0. 0. 0. 0. 0. 0. 0. ] [0. 0. 0. 0. 0. 0. 0. 0. 0. 0. 0. 0. 0. 0. 0. 0. 0. 0. 0. 0. 0. 0. 0. 0. 0. 0. 0. 0. 0. 0. ] [0. 0. 0. 0. 0. 0. 0. 0. 0. 0. 0. 0. 0. 0. 0. 0. 0. 0. 0. 0. 0. 0. 0. 0. 0. 0. 0. 0. 0. 0. ] [0. 0. 0. 0. 0. 0. 0. 0. 0. 0. 0. 0. 0. 0. 0. 0. 0. 0. 0. 0. 0. 0. 0. 0. 0. 0. 0. 0. 0. 0. ] [1. 1. 1. 1. 1. 1. 1. 1. 1. 1. 1. 1. 1. 1. 1. 1. 1. 1. 1. 1. 1. 1. 1. 1. 1. 1. 1. 1. 1. 1. ] [0. 0. 0. 0. 0. 0. 0. 0. 0. 0. 0. 0. 0. 0. 0. 0. 0. 0. 0. 0. 0. 0. 0. 0. 0. 0. 0. 0. 0. 0. ] [0. 0. 0. 0. 0. 0. 0. 0. 0. 0. 0. 0. 0. 0. 0. 0. 0. 0. 0. 0. 0. 0. 0. 0. 0. 0. 0. 0. 0. 0. ] [0. 0. 0. 0. 0. 0. 0. 0. 0. 0. 0. 0. 0. 0. 0. 0. 0. 0. 0. 0. 0. 0. 0. 0. 0. 0. 0. 0. 0. 0. ] [0. 0. 0. 0. 0. 0. 0. 0. 0. 0. 0. 0. 0. 0. 0. 0. 0. 0. 0. 0. 0. 0. 0. 0. 0. 0. 0. 0. 0. 0. ] [1. 1. 1. 1. 1. 1. 0.99585387 0.92631432 0.92 0.92 0.92 0.92 0.92 0.92 0.92 0.92 0.92 0.92 0.92 0.92 0.92 0.92 0.92 0.92 0.92 0.92 0.92 0.92 0.92 0.92 ] [0. 0. 0. 0. 0. 0. 0. 0. 0. 0. 0. 0. 0. 0. 0. 0. 0. 0. 0. 0. 0. 0. 0. 0. 0. 0. 0. 0. 0. 0. ] [0. 0. 0. 0. 0. 0. 0. 0. 0. 0. 0. 0. 0. 0. 0. 0. 0. 0. 0. 0. 0. 0. 0. 0. 0. 0. 0. 0. 0. 0. ] [0. 0. 0. 0. 0. 0. 0. 0. 0. 0. 0. 0. 0. 0. 0. 0. 0. 0. 0. 0. 0. 0. 0. 0. 0. 0. 0. 0. 0. 0. ] [0. 0. 0. 0. 0. 0. 0. 0. 0. 0. 0. 0. 0. 0. 0. 0. 0. 0. 0. 0. 0. 0. 0. 0. 0. 0. 0. 0. 0. 0. ] [0. 0. 0. 0. 0. 0. 0. 0. 0. 0. 0. 0. 0. 0. 0. 0. 0. 0. 0. 0. 0. 0. 0. 0. 0. 0. 0. 0. 0. 0. ] [0. 0. 0. 0. 0. 0. 0. 0. 0. 0. 0. 0. 0. 0. 0. 0. 0. 0. 0. 0. 0. 0. 0. 0. 0. 0. 0. 0. 0. 0. ]] | 2D array of the non-dimensional end point defined along the outer profile of a layer. The TE suction side is 0, the TE pressure side is 1. The first dimension represents each layer, the second dimension represents each entry along blade span.
blade.internal_structure_2d_fem.layer_side | output | Unavailable | ['', '', 'suction', 'pressure', '', '', '', '', '', '', '', '', '', '', '', '', '', ''] | 1D array setting whether the layer is on the suction or pressure side. This entry is only used if definition_layer is equal to 1 or 2.
blade.internal_structure_2d_fem.definition_web | output | Unavailable | [1. 1.] | 1D array of flags identifying how webs are specified in the yaml. 1) offset+rotation=twist 2) offset+rotation
blade.internal_structure_2d_fem.definition_layer | output | Unavailable | [ 9. 9. 2. 2. 5. 7. 8. 6. 6. 6. 6. 9. 10. 10. 10. 10. 10. 10.] | 1D array of flags identifying how layers are specified in the yaml. 1) all around (skin, paint, ) 2) offset+rotation twist+width (spar caps) 3) offset+user defined rotation+width 4) midpoint TE+width (TE reinf) 5) midpoint LE+width (LE reinf) 6) layer position fixed to other layer (core fillers) 7) start and width 8) end and width 9) start and end nd 10) web layer
blade.internal_structure_2d_fem.index_layer_start | output | Unavailable | [0. 0. 0. 0. 0. 0. 0. 5. 2. 4. 3. 0. 0. 0. 0. 0. 0. 0.] | Index used to fix a layer to another
blade.internal_structure_2d_fem.index_layer_end | output | Unavailable | [0. 0. 0. 0. 0. 0. 0. 2. 4. 3. 6. 0. 0. 0. 0. 0. 0. 0.] | Index used to fix a layer to another
blade.interp_airfoils.af_position | input |  | [0. 0.02 0.15 0.24517032 0.32884395 0.43917935 0.53767141 0.63820766 0.77174385 1. ] | 1D array of the non dimensional positions of the airfoils af_used defined along blade span.
blade.interp_airfoils.ac | input |  | [0.5 0.316 0.25 0.25 0.25 0.25 0.25 0.25 ] | 1D array of the aerodynamic centers of each airfoil.
blade.interp_airfoils.r_thick_discrete | input |  | [1. 0.5 0.211 0.241 0.27 0.301 0.33 0.36 ] | 1D array of the relative thicknesses of each airfoil.
blade.interp_airfoils.aoa | input | rad | [-3.14159265 -3.08923278 -3.0368729 -2.98451302 -2.93215314 -2.87979327 -2.82743339 -2.77507351 -2.72271363 -2.67035376 -2.61799388 -2.565634 -2.51327412 -2.46091425 -2.40855437 -2.35619449 -2.30383461 -2.25147474 -2.19911486 -2.14675498 -2.0943951 -2.04203522 -1.98967535 -1.93731547 -1.88495559 -1.83259571 -1.78023584 -1.72787596 -1.67551608 -1.6231562 -1.57079633 -1.51843645 -1.46607657 -1.41371669 -1.36135682 -1.30899694 -1.25663706 -1.20427718 -1.15191731 -1.09955743 -1.04719755 -0.99483767 -0.9424778 -0.89011792 -0.83775804 -0.78539816 -0.73303829 -0.68067841 -0.62831853 -0.57595865 -0.52359878 -0.51302102 -0.50244327 -0.49186552 -0.48128776 -0.47071001 -0.46013226 -0.4495545 -0.43897675 -0.428399 -0.41782125 -0.40724349 -0.39666574 -0.38608799 -0.37551023 -0.36493248 -0.35435473 -0.34377697 -0.33319922 -0.32262147 -0.31204371 -0.30146596 -0.29088821 -0.28031046 -0.2697327 -0.25915495 -0.2485772 -0.23799944 -0.22742169 -0.21684394 -0.20626618 -0.19568843 -0.18511068 -0.17453293 -0.16395517 -0.15337742 -0.14279967 -0.13222191 -0.12164416 -0.11106641 -0.10048865 -0.0899109 -0.07933315 -0.06875539 -0.05817764 -0.04759989 -0.03702214 -0.02644438 -0.01586663 -0.00528888 0.00528888 0.01586663 0.02644438 0.03702214 0.04759989 0.05817764 0.06875539 0.07933315 0.0899109 0.10048865 0.11106641 0.12164416 0.13222191 0.14279967 0.15337742 0.16395517 0.17453293 0.18511068 0.19568843 0.20626618 0.21684394 0.22742169 0.23799944 0.2485772 0.25915495 0.2697327 0.28031046 0.29088821 0.30146596 0.31204371 0.32262147 0.33319922 0.34377697 0.35435473 0.36493248 0.37551023 0.38608799 0.39666574 0.40724349 0.41782125 0.428399 0.43897675 0.4495545 0.46013226 0.47071001 0.48128776 0.49186552 0.50244327 0.51302102 0.52359878 0.57595865 0.62831853 0.68067841 0.73303829 0.78539816 0.83775804 0.89011792 0.9424778 0.99483767 1.04719755 1.09955743 1.15191731 1.20427718 1.25663706 1.30899694 1.36135682 1.41371669 1.46607657 1.51843645 1.57079633 1.6231562 1.67551608 1.72787596 1.78023584 1.83259571 1.88495559 1.93731547 1.98967535 2.04203522 2.0943951 2.14675498 2.19911486 2.25147474 2.30383461 2.35619449 2.40855437 2.46091425 2.51327412 2.565634 2.61799388 2.67035376 2.72271363 2.77507351 2.82743339 2.87979327 2.93215314 2.98451302 3.0368729 3.08923278 3.14159265] | 1D array of the angles of attack used to define the polars of the airfoils. All airfoils defined in openmdao share this grid.
blade.interp_airfoils.cl | input |  | [[[[ 1.00000000e-04] [ 1.00000000e-04] [ 1.00000000e-04]] [[ 1.00000000e-04] [ 1.00000000e-04] [ 1.00000000e-04]] [[ 1.00000000e-04] [ 1.00000000e-04] [ 1.00000000e-04]] ... [[ 1.00000000e-04] [ 1.00000000e-04] [ 1.00000000e-04]] [[ 1.00000000e-04] [ 1.00000000e-04] [ 1.00000000e-04]] [[ 1.00000000e-04] [ 1.00000000e-04] [ 1.00000000e-04]]] [[[-1.50837428e-03] [-1.50837428e-03] [-1.50837428e-03]] [[ 1.31682666e-01] [ 1.31682666e-01] [ 1.31682666e-01]] [[ 2.64729601e-01] [ 2.64729601e-01] [ 2.64729601e-01]] ... [[-2.64645726e-01] [-2.64645726e-01] [-2.64645726e-01]] [[-1.31632043e-01] [-1.31632043e-01] [-1.31632043e-01]] [[ 1.50769284e-03] [ 1.50769284e-03] [ 1.50769284e-03]]] [[[-2.29221546e-03] [-2.29221546e-03] [-2.29221546e-03]] [[ 7.10715368e-02] [ 7.10715368e-02] [ 7.10715368e-02]] [[ 1.41815725e-01] [ 1.41815725e-01] [ 1.41815725e-01]] ... [[-1.41815756e-01] [-1.41815756e-01] [-1.41815756e-01]] [[-7.10715368e-02] [-7.10715368e-02] [-7.10715368e-02]] [[ 2.29221546e-03] [ 2.29221546e-03] [ 2.29221546e-03]]] ... [[[-2.76134805e-03] [-2.76134805e-03] [-2.76134805e-03]] [[ 8.56172786e-02] [ 8.56172786e-02] [ 8.56172786e-02]] [[ 1.70840212e-01] [ 1.70840212e-01] [ 1.70840212e-01]] ... [[-1.70840249e-01] [-1.70840249e-01] [-1.70840249e-01]] [[-8.56172786e-02] [-8.56172786e-02] [-8.56172786e-02]] [[ 2.76134805e-03] [ 2.76134805e-03] [ 2.76134805e-03]]] [[[-2.95310480e-03] [-2.95310480e-03] [-2.95310480e-03]] [[ 9.15628133e-02] [ 9.15628133e-02] [ 9.15628133e-02]] [[ 1.82703897e-01] [ 1.82703897e-01] [ 1.82703897e-01]] ... [[-1.82703937e-01] [-1.82703937e-01] [-1.82703937e-01]] [[-9.15628133e-02] [-9.15628133e-02] [-9.15628133e-02]] [[ 2.95310480e-03] [ 2.95310480e-03] [ 2.95310480e-03]]] [[[-3.04559948e-03] [-3.04559948e-03] [-3.04559948e-03]] [[ 9.44306672e-02] [ 9.44306672e-02] [ 9.44306672e-02]] [[ 1.88426396e-01] [ 1.88426396e-01] [ 1.88426396e-01]] ... [[-1.88426437e-01] [-1.88426437e-01] [-1.88426437e-01]] [[-9.44306672e-02] [-9.44306672e-02] [-9.44306672e-02]] [[ 3.04559948e-03] [ 3.04559948e-03] [ 3.04559948e-03]]]] | 4D array with the lift coefficients of the airfoils. Dimension 0 is along the different airfoils defined in the yaml, dimension 1 is along the angles of attack, dimension 2 is along the Reynolds number, dimension 3 is along the number of tabs, which may describe multiple sets at the same station, for example in presence of a flap.
blade.interp_airfoils.cd | input |  | [[[[0.35 ] [0.35 ] [0.35 ]] [[0.35 ] [0.35 ] [0.35 ]] [[0.35 ] [0.35 ] [0.35 ]] ... [[0.35 ] [0.35 ] [0.35 ]] [[0.35 ] [0.35 ] [0.35 ]] [[0.35 ] [0.35 ] [0.35 ]]] [[[0.0844 ] [0.0844 ] [0.0844 ]] [[0.0844 ] [0.0844 ] [0.0844 ]] [[0.0844 ] [0.0844 ] [0.0844 ]] ... [[0.0844 ] [0.0844 ] [0.0844 ]] [[0.0844 ] [0.0844 ] [0.0844 ]] [[0.0844 ] [0.0844 ] [0.0844 ]]] [[[0.02464074] [0.02464074] [0.02464074]] [[0.0258057 ] [0.0258057 ] [0.0258057 ]] [[0.02942872] [0.02942872] [0.02942872]] ... [[0.02942872] [0.02942872] [0.02942872]] [[0.0258057 ] [0.0258057 ] [0.0258057 ]] [[0.02464074] [0.02464074] [0.02464074]]] ... [[[0.02453927] [0.02453927] [0.02453927]] [[0.02554479] [0.02554479] [0.02554479]] [[0.02867191] [0.02867191] [0.02867191]] ... [[0.02867191] [0.02867191] [0.02867191]] [[0.02554479] [0.02554479] [0.02554479]] [[0.02453927] [0.02453927] [0.02453927]]] [[[0.0316851 ] [0.0316851 ] [0.0316851 ]] [[0.03268111] [0.03268111] [0.03268111]] [[0.03577857] [0.03577857] [0.03577857]] ... [[0.03577858] [0.03577858] [0.03577858]] [[0.03268111] [0.03268111] [0.03268111]] [[0.0316851 ] [0.0316851 ] [0.0316851 ]]] [[[0.03714706] [0.03714706] [0.03714706]] [[0.0381358 ] [0.0381358 ] [0.0381358 ]] [[0.0412106 ] [0.0412106 ] [0.0412106 ]] ... [[0.0412106 ] [0.0412106 ] [0.0412106 ]] [[0.0381358 ] [0.0381358 ] [0.0381358 ]] [[0.03714706] [0.03714706] [0.03714706]]]] | 4D array with the drag coefficients of the airfoils. Dimension 0 is along the different airfoils defined in the yaml, dimension 1 is along the angles of attack, dimension 2 is along the Reynolds number, dimension 3 is along the number of tabs, which may describe multiple sets at the same station, for example in presence of a flap.
blade.interp_airfoils.cm | input |  | [[[[-1.00000000e-04] [-1.00000000e-04] [-1.00000000e-04]] [[-1.00000000e-04] [-1.00000000e-04] [-1.00000000e-04]] [[-1.00000000e-04] [-1.00000000e-04] [-1.00000000e-04]] ... [[-1.00000000e-04] [-1.00000000e-04] [-1.00000000e-04]] [[-1.00000000e-04] [-1.00000000e-04] [-1.00000000e-04]] [[-1.00000000e-04] [-1.00000000e-04] [-1.00000000e-04]]] [[[-1.64639797e-03] [-1.64639797e-03] [-1.64639797e-03]] [[ 1.37496848e-01] [ 1.37496848e-01] [ 1.37496848e-01]] [[ 2.48475797e-01] [ 2.48475797e-01] [ 2.48475797e-01]] ... [[-2.72128334e-01] [-2.72128334e-01] [-2.72128334e-01]] [[-1.45888898e-01] [-1.45888898e-01] [-1.45888898e-01]] [[ 1.75541395e-03] [ 1.75541395e-03] [ 1.75541395e-03]]] [[[-3.87920021e-03] [-3.87920021e-03] [-3.87920021e-03]] [[ 1.20276966e-01] [ 1.20276966e-01] [ 1.20276966e-01]] [[ 2.39999947e-01] [ 2.39999947e-01] [ 2.39999947e-01]] ... [[-2.99999999e-01] [-2.99999999e-01] [-2.99999999e-01]] [[-1.50346207e-01] [-1.50346207e-01] [-1.50346207e-01]] [[ 4.84900026e-03] [ 4.84900026e-03] [ 4.84900026e-03]]] ... [[[-3.87920021e-03] [-3.87920021e-03] [-3.87920021e-03]] [[ 1.20276966e-01] [ 1.20276966e-01] [ 1.20276966e-01]] [[ 2.39999947e-01] [ 2.39999947e-01] [ 2.39999947e-01]] ... [[-2.99999999e-01] [-2.99999999e-01] [-2.99999999e-01]] [[-1.50346207e-01] [-1.50346207e-01] [-1.50346207e-01]] [[ 4.84900026e-03] [ 4.84900026e-03] [ 4.84900026e-03]]] [[[-3.87920021e-03] [-3.87920021e-03] [-3.87920021e-03]] [[ 1.20276966e-01] [ 1.20276966e-01] [ 1.20276966e-01]] [[ 2.39999947e-01] [ 2.39999947e-01] [ 2.39999947e-01]] ... [[-2.99999999e-01] [-2.99999999e-01] [-2.99999999e-01]] [[-1.50346207e-01] [-1.50346207e-01] [-1.50346207e-01]] [[ 4.84900026e-03] [ 4.84900026e-03] [ 4.84900026e-03]]] [[[-3.87920021e-03] [-3.87920021e-03] [-3.87920021e-03]] [[ 1.20276966e-01] [ 1.20276966e-01] [ 1.20276966e-01]] [[ 2.39999947e-01] [ 2.39999947e-01] [ 2.39999947e-01]] ... [[-2.99999999e-01] [-2.99999999e-01] [-2.99999999e-01]] [[-1.50346207e-01] [-1.50346207e-01] [-1.50346207e-01]] [[ 4.84900026e-03] [ 4.84900026e-03] [ 4.84900026e-03]]]] | 4D array with the moment coefficients of the airfoils. Dimension 0 is along the different airfoils defined in the yaml, dimension 1 is along the angles of attack, dimension 2 is along the Reynolds number, dimension 3 is along the number of tabs, which may describe multiple sets at the same station, for example in presence of a flap.
blade.interp_airfoils.coord_xy | input |  | [[[ 1.00000000e+00 0.00000000e+00] [ 9.99429684e-01 -2.22597407e-02] [ 9.98063018e-01 -4.44580349e-02] ... [ 9.98120489e-01 4.38394581e-02] [ 9.99443038e-01 2.19496514e-02] [ 1.00000000e+00 -3.99929253e-18]] [[ 1.00000006e+00 0.00000000e+00] [ 9.81622478e-01 -1.18885098e-02] [ 9.54496742e-01 -1.73330123e-02] ... [ 9.62160162e-01 3.42339239e-02] [ 9.85537317e-01 1.98863800e-02] [ 1.00000006e+00 1.19262247e-18]] [[ 1.00000000e+00 -3.70000002e-04] [ 9.76017568e-01 1.85612806e-03] [ 9.52031329e-01 3.74786895e-03] ... [ 9.52381403e-01 9.04894497e-03] [ 9.76165313e-01 4.91834091e-03] [ 1.00000000e+00 9.40000004e-04]] ... [[ 1.00000000e+00 -9.10000000e-03] [ 9.75116889e-01 -4.40898297e-03] [ 9.50017014e-01 -1.26771088e-03] ... [ 9.51764407e-01 2.05476003e-02] [ 9.75878254e-01 1.48539412e-02] [ 1.00000000e+00 9.10000000e-03]] [[ 1.00000000e+00 -1.16300032e-02] [ 9.82438965e-01 -7.14313782e-03] [ 9.64617753e-01 -3.89224202e-03] ... [ 9.65605215e-01 2.12979180e-02] [ 9.82805584e-01 1.69005366e-02] [ 1.00000000e+00 1.24500035e-02]] [[ 1.00000000e+00 -1.00000098e-03] [ 9.74055687e-01 -2.58510511e-03] [ 9.48096559e-01 -3.51202334e-03] ... [ 9.50798199e-01 2.72799250e-02] [ 9.75410996e-01 2.01923015e-02] [ 1.00000000e+00 1.29800127e-02]]] | 3D array of the x and y airfoil coordinates of the n_af airfoils.
blade.interp_airfoils.name | input | Unavailable | ['circular', 'SNL-FFA-W3-500', 'FFA-W3-211', 'FFA-W3-241', 'FFA-W3-270blend', 'FFA-W3-301', 'FFA-W3-330blend', 'FFA-W3-360'] | 1D array of names of airfoils.
blade.outer_shape_bem.s_default | output |  | [0. 0.03448276 0.06896552 0.10344828 0.13793103 0.17241379 0.20689655 0.24137931 0.27586207 0.31034483 0.34482759 0.37931034 0.4137931 0.44827586 0.48275862 0.51724138 0.55172414 0.5862069 0.62068966 0.65517241 0.68965517 0.72413793 0.75862069 0.79310345 0.82758621 0.86206897 0.89655172 0.93103448 0.96551724 1. ] | 1D array of the non-dimensional spanwise grid defined along blade axis (0-blade root, 1-blade tip)
blade.outer_shape_bem.chord_yaml | output | m | [5.2 5.43227785 5.58965873 5.68664729 5.73774817 5.75746602 5.75681708 5.64319217 5.40507306 5.09031327 4.74676632 4.42228577 4.15080252 3.8493514 3.52860555 3.23019025 2.99573081 2.86685253 2.85538776 2.86166632 2.87115409 2.88138246 2.88988278 2.89418643 2.829469 2.58553281 2.19442033 1.69232904 1.11545644 0.5 ] | 1D array of the chord values defined along blade span.
blade.outer_shape_bem.twist_yaml | output | rad | [ 0.2721763 0.25236537 0.23218033 0.21163042 0.19072484 0.1694728 0.14781485 0.12392579 0.09832536 0.07282455 0.04923432 0.02936566 0.01443578 0.00051819 -0.01261772 -0.0239116 -0.03230312 -0.03673195 -0.0365374 -0.03329801 -0.02840284 -0.02312557 -0.01873987 -0.01651942 -0.01646099 -0.01660377 -0.01703641 -0.01791993 -0.01941537 -0.02168376] | 1D array of the twist values defined along blade span. The twist is defined positive for negative rotations around the z axis (the same as in BeamDyn).
blade.outer_shape_bem.r_thick_yaml | output |  | [0. 0. 0. 0. 0. 0. 0. 0. 0. 0. 0. 0. 0. 0. 0. 0. 0. 0. 0. 0. 0. 0. 0. 0. 0. 0. 0. 0. 0. 0.] | 1D array of the relative thickness values defined along blade span.
blade.outer_shape_bem.pitch_axis_yaml | output |  | [0.50454545 0.47807489 0.44666867 0.41440788 0.38531574 0.35926808 0.33884066 0.32530381 0.31669675 0.31094145 0.30683687 0.30290422 0.29845254 0.29405791 0.29071241 0.28853755 0.28784499 0.28836262 0.29021159 0.29324433 0.29725802 0.30201843 0.30725241 0.31257925 0.31849838 0.32578924 0.3342759 0.3438038 0.35500776 0.36818182] | 1D array of the chordwise position of the pitch axis (0-LE, 1-TE), defined along blade span.
blade.outer_shape_bem.ref_axis_yaml | output | m | [[ 0.00000000e+00 0.00000000e+00 0.00000000e+00] [ 3.48488731e-02 0.00000000e+00 4.03448276e+00] [ 8.35849537e-02 0.00000000e+00 8.06896552e+00] [ 1.39221829e-01 0.00000000e+00 1.21034483e+01] [ 1.91500748e-01 0.00000000e+00 1.61379310e+01] [ 2.30939940e-01 0.00000000e+00 2.01724138e+01] [ 2.49056478e-01 0.00000000e+00 2.42068966e+01] [ 2.49556450e-01 0.00000000e+00 2.82413793e+01] [ 2.46144107e-01 0.00000000e+00 3.22758621e+01] [ 2.40410508e-01 0.00000000e+00 3.63103448e+01] [ 2.32895278e-01 0.00000000e+00 4.03448276e+01] [ 2.16929943e-01 0.00000000e+00 4.43793103e+01] [ 1.75665546e-01 0.00000000e+00 4.84137931e+01] [ 1.00176811e-01 0.00000000e+00 5.24482759e+01] [-4.58517075e-04 0.00000000e+00 5.64827586e+01] [-1.13006389e-01 0.00000000e+00 6.05172414e+01] [-2.44050977e-01 0.00000000e+00 6.45517241e+01] [-4.16510188e-01 0.00000000e+00 6.85862069e+01] [-6.21633422e-01 0.00000000e+00 7.26206897e+01] [-8.46385439e-01 0.00000000e+00 7.66551724e+01] [-1.08030800e+00 0.00000000e+00 8.06896552e+01] [-1.33007939e+00 0.00000000e+00 8.47241379e+01] [-1.60264478e+00 0.00000000e+00 8.87586207e+01] [-1.89518421e+00 0.00000000e+00 9.27931034e+01] [-2.20238659e+00 0.00000000e+00 9.68275862e+01] [-2.52341668e+00 0.00000000e+00 1.00862069e+02] [-2.86414227e+00 0.00000000e+00 1.04896552e+02] [-3.22562784e+00 0.00000000e+00 1.08931034e+02] [-3.60522070e+00 0.00000000e+00 1.12965517e+02] [-4.00000000e+00 0.00000000e+00 1.17000000e+02]] | 2D array of the coordinates (x,y,z) of the blade reference axis, defined along blade span. The coordinate system is the one of BeamDyn: it is placed at blade root with x pointing the suction side of the blade, y pointing the trailing edge and z along the blade span. A standard configuration will have negative x values (prebend), if swept positive y values, and positive z values.
blade.outer_shape_bem.span_end | input |  | [] | 1D array of the positions along blade span where something (a DAC device?) starts and we want a grid point. Only values between 0 and 1 are meaningful.
blade.outer_shape_bem.span_ext | input |  | [] | 1D array of the extensions along blade span where something (a DAC device?) lives and we want a grid point. Only values between 0 and 1 are meaningful.
blade.pa.s_opt_twist | input |  | [0. 0.03448276 0.06896552 0.10344828 0.13793103 0.17241379 0.20689655 0.24137931 0.27586207 0.31034483 0.34482759 0.37931034 0.4137931 0.44827586 0.48275862 0.51724138 0.55172414 0.5862069 0.62068966 0.65517241 0.68965517 0.72413793 0.75862069 0.79310345 0.82758621 0.86206897 0.89655172 0.93103448 0.96551724 1. ] | 1D array of the non-dimensional spanwise grid defined along blade axis to optimize the blade twist angle
blade.pa.twist_opt | input | rad | [ 0.2721763 0.25236537 0.23218033 0.21163042 0.19072484 0.1694728 0.14781485 0.12392579 0.09832536 0.07282455 0.04923432 0.02936566 0.01443578 0.00051819 -0.01261772 -0.0239116 -0.03230312 -0.03673195 -0.0365374 -0.03329801 -0.02840284 -0.02312557 -0.01873987 -0.01651942 -0.01646099 -0.01660377 -0.01703641 -0.01791993 -0.01941537 -0.02168376] | 1D array of the twist angle being optimized at the n_opt locations.
blade.pa.s_opt_chord | input |  | [0. 0.03448276 0.06896552 0.10344828 0.13793103 0.17241379 0.20689655 0.24137931 0.27586207 0.31034483 0.34482759 0.37931034 0.4137931 0.44827586 0.48275862 0.51724138 0.55172414 0.5862069 0.62068966 0.65517241 0.68965517 0.72413793 0.75862069 0.79310345 0.82758621 0.86206897 0.89655172 0.93103448 0.96551724 1. ] | 1D array of the non-dimensional spanwise grid defined along blade axis to optimize the blade chord
blade.pa.chord_opt | input | m | [5.2 5.43227785 5.58965873 5.68664729 5.73774817 5.75746602 5.75681708 5.64319217 5.40507306 5.09031327 4.74676632 4.42228577 4.15080252 3.8493514 3.52860555 3.23019025 2.99573081 2.86685253 2.85538776 2.86166632 2.87115409 2.88138246 2.88988278 2.89418643 2.829469 2.58553281 2.19442033 1.69232904 1.11545644 0.5 ] | 1D array of the chord being optimized at the n_opt locations.
blade.ps.layer_thickness_original | input | m | [[0.001 0.001 0.001 0.001 0.001 0.001 0.001 0.001 0.001 0.001 0.001 0.001 0.001 0.001 0.001 0.001 0.001 0.001 0.001 0.001 0.001 0.001 0.001 0.001 0.001 0.001 0.001 0.001 0.001 0.001 ] [0.05 0.04084471 0.0322922 0.02413744 0.01575177 0.00891175 0.00483535 0.00314821 0.00231294 0.00204055 0.00200117 0.00200006 0.002 0.002 0.002 0.002 0.002 0.002 0.002 0.002 0.002 0.002 0.002 0.002 0.00178515 0.00132421 0.00104776 0.00100289 0.001 0.001 ] [0.0001 0.01178744 0.02347489 0.03516233 0.04684977 0.05853721 0.06873964 0.07300201 0.07726438 0.08152675 0.08578912 0.09005149 0.09158274 0.08901731 0.08645187 0.08388644 0.08132101 0.07875558 0.0727831 0.06453926 0.05629542 0.04805159 0.03980775 0.03156391 0.02592685 0.02094148 0.01595611 0.01097074 0.00598537 0.001 ] [0.0001 0.01178744 0.02347489 0.03516233 0.04684977 0.05853721 0.06873964 0.07300201 0.07726438 0.08152675 0.08578912 0.09005149 0.09158274 0.08901731 0.08645187 0.08388644 0.08132101 0.07875558 0.0727831 0.06453926 0.05629542 0.04805159 0.03980775 0.03156391 0.02592685 0.02094148 0.01595611 0.01097074 0.00598537 0.001 ] [0. 0. 0. 0.00299507 0.00294581 0.00289655 0.00284729 0.00279803 0.00274877 0.00269951 0.00265025 0.00260099 0.00255172 0.00250246 0.0024532 0.00240394 0.00235468 0.00230542 0.00225616 0.0022069 0.00215764 0.00210837 0.00205911 0.00200985 0. 0. 0. 0. 0. 0. ] [0. 0. 0.00502893 0.01446535 0.02653802 0.03042122 0.03 0.03 0.03 0.03 0.03 0.03 0.03 0.03 0.03 0.03 0.02965172 0.02268622 0.01506767 0.00776364 0.00470902 0.00311823 0.00198262 0.00033044 0. 0. 0. 0. 0. 0. ] [0. 0. 0.00502893 0.01446535 0.02653802 0.03042122 0.03 0.03 0.03 0.03 0.03 0.03 0.03 0.03 0.03 0.03 0.02965172 0.02268622 0.01506767 0.00776364 0.00470902 0.00311823 0.00198262 0.00033044 0. 0. 0. 0. 0. 0. ] [0. 0. 0. 0.05972906 0.0570197 0.05431034 0.05160099 0.04889163 0.04618227 0.04347291 0.04076355 0.03805419 0.03534483 0.03263547 0.02992611 0.02721675 0.02450739 0.02179803 0.01908867 0.01637931 0.01366995 0.01096059 0.00825123 0.00554187 0. 0. 0. 0. 0. 0. ] [0. 0. 0. 0.05972906 0.0570197 0.05431034 0.05160099 0.04889163 0.04618227 0.04347291 0.04076355 0.03805419 0.03534483 0.03263547 0.02992611 0.02721675 0.02450739 0.02179803 0.01908867 0.01637931 0.01366995 0.01096059 0.00825123 0.00554187 0. 0. 0. 0. 0. 0. ] [0. 0. 0. 0.05972906 0.0570197 0.05431034 0.05160099 0.04889163 0.04618227 0.04347291 0.04076355 0.03805419 0.03534483 0.03263547 0.02992611 0.02721675 0.02450739 0.02179803 0.01908867 0.01637931 0.01366995 0.01096059 0.00825123 0.00554187 0. 0. 0. 0. 0. 0. ] [0. 0. 0. 0.05972906 0.0570197 0.05431034 0.05160099 0.04889163 0.04618227 0.04347291 0.04076355 0.03805419 0.03534483 0.03263547 0.02992611 0.02721675 0.02450739 0.02179803 0.01908867 0.01637931 0.01366995 0.01096059 0.00825123 0.00554187 0. 0. 0. 0. 0. 0. ] [0.05 0.04084471 0.0322922 0.02413744 0.01575177 0.00891175 0.00483535 0.00314821 0.00231294 0.00204055 0.00200117 0.00200006 0.002 0.002 0.002 0.002 0.002 0.002 0.002 0.002 0.002 0.002 0.002 0.002 0.00178515 0.00132421 0.00104776 0.00100289 0.001 0.001 ] [0. 0. 0. 0.00199391 0.00193306 0.00187221 0.00181136 0.00175051 0.00168966 0.0016288 0.00156795 0.0015071 0.00144625 0.0013854 0.00132454 0.00126369 0.00120284 0.00114199 0.00108114 0.00102028 0.00095943 0.00089858 0.00083773 0.00077688 0.00071602 0.00065517 0.00059432 0.00053347 0. 0. ] [0. 0. 0. 0.04284584 0.04130426 0.03976268 0.0382211 0.03667951 0.03513793 0.03359635 0.03205477 0.03051318 0.0289716 0.02743002 0.02588844 0.02434686 0.02280527 0.02126369 0.02005841 0.02 0.02 0.02 0.02 0.02 0.02 0.02 0.02 0.02 0. 0. ] [0. 0. 0. 0.00199391 0.00193306 0.00187221 0.00181136 0.00175051 0.00168966 0.0016288 0.00156795 0.0015071 0.00144625 0.0013854 0.00132454 0.00126369 0.00120284 0.00114199 0.00108114 0.00102028 0.00095943 0.00089858 0.00083773 0.00077688 0.00071602 0.00065517 0.00059432 0.00053347 0. 0. ] [0. 0. 0. 0.00199391 0.00193306 0.00187221 0.00181136 0.00175051 0.00168966 0.0016288 0.00156795 0.0015071 0.00144625 0.0013854 0.00132454 0.00126369 0.00120284 0.00114199 0.00108114 0.00102028 0.00095943 0.00089858 0.00083773 0.00077688 0.00071602 0.00065517 0.00059432 0.00053347 0. 0. ] [0. 0. 0. 0.04284584 0.04130426 0.03976268 0.0382211 0.03667951 0.03513793 0.03359635 0.03205477 0.03051318 0.0289716 0.02743002 0.02588844 0.02434686 0.02280527 0.02126369 0.02005841 0.02 0.02 0.02 0.02 0.02 0.02 0.02 0.02 0.02 0. 0. ] [0. 0. 0. 0.00199391 0.00193306 0.00187221 0.00181136 0.00175051 0.00168966 0.0016288 0.00156795 0.0015071 0.00144625 0.0013854 0.00132454 0.00126369 0.00120284 0.00114199 0.00108114 0.00102028 0.00095943 0.00089858 0.00083773 0.00077688 0.00071602 0.00065517 0.00059432 0.00053347 0. 0. ]] | 2D array of the thickness of the layers of the blade structure. The first dimension represents each layer, the second dimension represents each entry along blade span.
blade.ps.s_opt_layer_0 | input |  | [0. 0.03448276 0.06896552 0.10344828 0.13793103 0.17241379 0.20689655 0.24137931 0.27586207 0.31034483 0.34482759 0.37931034 0.4137931 0.44827586 0.48275862 0.51724138 0.55172414 0.5862069 0.62068966 0.65517241 0.68965517 0.72413793 0.75862069 0.79310345 0.82758621 0.86206897 0.89655172 0.93103448 0.96551724 1. ]
blade.ps.layer_0_opt | input | m | [0.001 0.001 0.001 0.001 0.001 0.001 0.001 0.001 0.001 0.001 0.001 0.001 0.001 0.001 0.001 0.001 0.001 0.001 0.001 0.001 0.001 0.001 0.001 0.001 0.001 0.001 0.001 0.001 0.001 0.001]
blade.ps.s_opt_layer_1 | input |  | [0. 0.03448276 0.06896552 0.10344828 0.13793103 0.17241379 0.20689655 0.24137931 0.27586207 0.31034483 0.34482759 0.37931034 0.4137931 0.44827586 0.48275862 0.51724138 0.55172414 0.5862069 0.62068966 0.65517241 0.68965517 0.72413793 0.75862069 0.79310345 0.82758621 0.86206897 0.89655172 0.93103448 0.96551724 1. ]
blade.ps.layer_1_opt | input | m | [0.05 0.04084471 0.0322922 0.02413744 0.01575177 0.00891175 0.00483535 0.00314821 0.00231294 0.00204055 0.00200117 0.00200006 0.002 0.002 0.002 0.002 0.002 0.002 0.002 0.002 0.002 0.002 0.002 0.002 0.00178515 0.00132421 0.00104776 0.00100289 0.001 0.001 ]
blade.ps.s_opt_layer_2 | input |  | [0. 0.03448276 0.06896552 0.10344828 0.13793103 0.17241379 0.20689655 0.24137931 0.27586207 0.31034483 0.34482759 0.37931034 0.4137931 0.44827586 0.48275862 0.51724138 0.55172414 0.5862069 0.62068966 0.65517241 0.68965517 0.72413793 0.75862069 0.79310345 0.82758621 0.86206897 0.89655172 0.93103448 0.96551724 1. ]
blade.ps.layer_2_opt | input | m | [0.0001 0.01178744 0.02347489 0.03516233 0.04684977 0.05853721 0.06873964 0.07300201 0.07726438 0.08152675 0.08578912 0.09005149 0.09158274 0.08901731 0.08645187 0.08388644 0.08132101 0.07875558 0.0727831 0.06453926 0.05629542 0.04805159 0.03980775 0.03156391 0.02592685 0.02094148 0.01595611 0.01097074 0.00598537 0.001 ]
blade.ps.s_opt_layer_3 | input |  | [0. 0.03448276 0.06896552 0.10344828 0.13793103 0.17241379 0.20689655 0.24137931 0.27586207 0.31034483 0.34482759 0.37931034 0.4137931 0.44827586 0.48275862 0.51724138 0.55172414 0.5862069 0.62068966 0.65517241 0.68965517 0.72413793 0.75862069 0.79310345 0.82758621 0.86206897 0.89655172 0.93103448 0.96551724 1. ]
blade.ps.layer_3_opt | input | m | [0.0001 0.01178744 0.02347489 0.03516233 0.04684977 0.05853721 0.06873964 0.07300201 0.07726438 0.08152675 0.08578912 0.09005149 0.09158274 0.08901731 0.08645187 0.08388644 0.08132101 0.07875558 0.0727831 0.06453926 0.05629542 0.04805159 0.03980775 0.03156391 0.02592685 0.02094148 0.01595611 0.01097074 0.00598537 0.001 ]
blade.ps.s_opt_layer_4 | input |  | [0. 0.03448276 0.06896552 0.10344828 0.13793103 0.17241379 0.20689655 0.24137931 0.27586207 0.31034483 0.34482759 0.37931034 0.4137931 0.44827586 0.48275862 0.51724138 0.55172414 0.5862069 0.62068966 0.65517241 0.68965517 0.72413793 0.75862069 0.79310345 0.82758621 0.86206897 0.89655172 0.93103448 0.96551724 1. ]
blade.ps.layer_4_opt | input | m | [0. 0. 0. 0.00299507 0.00294581 0.00289655 0.00284729 0.00279803 0.00274877 0.00269951 0.00265025 0.00260099 0.00255172 0.00250246 0.0024532 0.00240394 0.00235468 0.00230542 0.00225616 0.0022069 0.00215764 0.00210837 0.00205911 0.00200985 0. 0. 0. 0. 0. 0. ]
blade.ps.s_opt_layer_5 | input |  | [0. 0.03448276 0.06896552 0.10344828 0.13793103 0.17241379 0.20689655 0.24137931 0.27586207 0.31034483 0.34482759 0.37931034 0.4137931 0.44827586 0.48275862 0.51724138 0.55172414 0.5862069 0.62068966 0.65517241 0.68965517 0.72413793 0.75862069 0.79310345 0.82758621 0.86206897 0.89655172 0.93103448 0.96551724 1. ]
blade.ps.layer_5_opt | input | m | [0. 0. 0.00502893 0.01446535 0.02653802 0.03042122 0.03 0.03 0.03 0.03 0.03 0.03 0.03 0.03 0.03 0.03 0.02965172 0.02268622 0.01506767 0.00776364 0.00470902 0.00311823 0.00198262 0.00033044 0. 0. 0. 0. 0. 0. ]
blade.ps.s_opt_layer_6 | input |  | [0. 0.03448276 0.06896552 0.10344828 0.13793103 0.17241379 0.20689655 0.24137931 0.27586207 0.31034483 0.34482759 0.37931034 0.4137931 0.44827586 0.48275862 0.51724138 0.55172414 0.5862069 0.62068966 0.65517241 0.68965517 0.72413793 0.75862069 0.79310345 0.82758621 0.86206897 0.89655172 0.93103448 0.96551724 1. ]
blade.ps.layer_6_opt | input | m | [0. 0. 0.00502893 0.01446535 0.02653802 0.03042122 0.03 0.03 0.03 0.03 0.03 0.03 0.03 0.03 0.03 0.03 0.02965172 0.02268622 0.01506767 0.00776364 0.00470902 0.00311823 0.00198262 0.00033044 0. 0. 0. 0. 0. 0. ]
blade.ps.s_opt_layer_7 | input |  | [0. 0.03448276 0.06896552 0.10344828 0.13793103 0.17241379 0.20689655 0.24137931 0.27586207 0.31034483 0.34482759 0.37931034 0.4137931 0.44827586 0.48275862 0.51724138 0.55172414 0.5862069 0.62068966 0.65517241 0.68965517 0.72413793 0.75862069 0.79310345 0.82758621 0.86206897 0.89655172 0.93103448 0.96551724 1. ]
blade.ps.layer_7_opt | input | m | [0. 0. 0. 0.05972906 0.0570197 0.05431034 0.05160099 0.04889163 0.04618227 0.04347291 0.04076355 0.03805419 0.03534483 0.03263547 0.02992611 0.02721675 0.02450739 0.02179803 0.01908867 0.01637931 0.01366995 0.01096059 0.00825123 0.00554187 0. 0. 0. 0. 0. 0. ]
blade.ps.s_opt_layer_8 | input |  | [0. 0.03448276 0.06896552 0.10344828 0.13793103 0.17241379 0.20689655 0.24137931 0.27586207 0.31034483 0.34482759 0.37931034 0.4137931 0.44827586 0.48275862 0.51724138 0.55172414 0.5862069 0.62068966 0.65517241 0.68965517 0.72413793 0.75862069 0.79310345 0.82758621 0.86206897 0.89655172 0.93103448 0.96551724 1. ]
blade.ps.layer_8_opt | input | m | [0. 0. 0. 0.05972906 0.0570197 0.05431034 0.05160099 0.04889163 0.04618227 0.04347291 0.04076355 0.03805419 0.03534483 0.03263547 0.02992611 0.02721675 0.02450739 0.02179803 0.01908867 0.01637931 0.01366995 0.01096059 0.00825123 0.00554187 0. 0. 0. 0. 0. 0. ]
blade.ps.s_opt_layer_9 | input |  | [0. 0.03448276 0.06896552 0.10344828 0.13793103 0.17241379 0.20689655 0.24137931 0.27586207 0.31034483 0.34482759 0.37931034 0.4137931 0.44827586 0.48275862 0.51724138 0.55172414 0.5862069 0.62068966 0.65517241 0.68965517 0.72413793 0.75862069 0.79310345 0.82758621 0.86206897 0.89655172 0.93103448 0.96551724 1. ]
blade.ps.layer_9_opt | input | m | [0. 0. 0. 0.05972906 0.0570197 0.05431034 0.05160099 0.04889163 0.04618227 0.04347291 0.04076355 0.03805419 0.03534483 0.03263547 0.02992611 0.02721675 0.02450739 0.02179803 0.01908867 0.01637931 0.01366995 0.01096059 0.00825123 0.00554187 0. 0. 0. 0. 0. 0. ]
blade.ps.s_opt_layer_10 | input |  | [0. 0.03448276 0.06896552 0.10344828 0.13793103 0.17241379 0.20689655 0.24137931 0.27586207 0.31034483 0.34482759 0.37931034 0.4137931 0.44827586 0.48275862 0.51724138 0.55172414 0.5862069 0.62068966 0.65517241 0.68965517 0.72413793 0.75862069 0.79310345 0.82758621 0.86206897 0.89655172 0.93103448 0.96551724 1. ]
blade.ps.layer_10_opt | input | m | [0. 0. 0. 0.05972906 0.0570197 0.05431034 0.05160099 0.04889163 0.04618227 0.04347291 0.04076355 0.03805419 0.03534483 0.03263547 0.02992611 0.02721675 0.02450739 0.02179803 0.01908867 0.01637931 0.01366995 0.01096059 0.00825123 0.00554187 0. 0. 0. 0. 0. 0. ]
blade.ps.s_opt_layer_11 | input |  | [0. 0.03448276 0.06896552 0.10344828 0.13793103 0.17241379 0.20689655 0.24137931 0.27586207 0.31034483 0.34482759 0.37931034 0.4137931 0.44827586 0.48275862 0.51724138 0.55172414 0.5862069 0.62068966 0.65517241 0.68965517 0.72413793 0.75862069 0.79310345 0.82758621 0.86206897 0.89655172 0.93103448 0.96551724 1. ]
blade.ps.layer_11_opt | input | m | [0.05 0.04084471 0.0322922 0.02413744 0.01575177 0.00891175 0.00483535 0.00314821 0.00231294 0.00204055 0.00200117 0.00200006 0.002 0.002 0.002 0.002 0.002 0.002 0.002 0.002 0.002 0.002 0.002 0.002 0.00178515 0.00132421 0.00104776 0.00100289 0.001 0.001 ]
blade.ps.s_opt_layer_12 | input |  | [0. 0.03448276 0.06896552 0.10344828 0.13793103 0.17241379 0.20689655 0.24137931 0.27586207 0.31034483 0.34482759 0.37931034 0.4137931 0.44827586 0.48275862 0.51724138 0.55172414 0.5862069 0.62068966 0.65517241 0.68965517 0.72413793 0.75862069 0.79310345 0.82758621 0.86206897 0.89655172 0.93103448 0.96551724 1. ]
blade.ps.layer_12_opt | input | m | [0. 0. 0. 0.00199391 0.00193306 0.00187221 0.00181136 0.00175051 0.00168966 0.0016288 0.00156795 0.0015071 0.00144625 0.0013854 0.00132454 0.00126369 0.00120284 0.00114199 0.00108114 0.00102028 0.00095943 0.00089858 0.00083773 0.00077688 0.00071602 0.00065517 0.00059432 0.00053347 0. 0. ]
blade.ps.s_opt_layer_13 | input |  | [0. 0.03448276 0.06896552 0.10344828 0.13793103 0.17241379 0.20689655 0.24137931 0.27586207 0.31034483 0.34482759 0.37931034 0.4137931 0.44827586 0.48275862 0.51724138 0.55172414 0.5862069 0.62068966 0.65517241 0.68965517 0.72413793 0.75862069 0.79310345 0.82758621 0.86206897 0.89655172 0.93103448 0.96551724 1. ]
blade.ps.layer_13_opt | input | m | [0. 0. 0. 0.04284584 0.04130426 0.03976268 0.0382211 0.03667951 0.03513793 0.03359635 0.03205477 0.03051318 0.0289716 0.02743002 0.02588844 0.02434686 0.02280527 0.02126369 0.02005841 0.02 0.02 0.02 0.02 0.02 0.02 0.02 0.02 0.02 0. 0. ]
blade.ps.s_opt_layer_14 | input |  | [0. 0.03448276 0.06896552 0.10344828 0.13793103 0.17241379 0.20689655 0.24137931 0.27586207 0.31034483 0.34482759 0.37931034 0.4137931 0.44827586 0.48275862 0.51724138 0.55172414 0.5862069 0.62068966 0.65517241 0.68965517 0.72413793 0.75862069 0.79310345 0.82758621 0.86206897 0.89655172 0.93103448 0.96551724 1. ]
blade.ps.layer_14_opt | input | m | [0. 0. 0. 0.00199391 0.00193306 0.00187221 0.00181136 0.00175051 0.00168966 0.0016288 0.00156795 0.0015071 0.00144625 0.0013854 0.00132454 0.00126369 0.00120284 0.00114199 0.00108114 0.00102028 0.00095943 0.00089858 0.00083773 0.00077688 0.00071602 0.00065517 0.00059432 0.00053347 0. 0. ]
blade.ps.s_opt_layer_15 | input |  | [0. 0.03448276 0.06896552 0.10344828 0.13793103 0.17241379 0.20689655 0.24137931 0.27586207 0.31034483 0.34482759 0.37931034 0.4137931 0.44827586 0.48275862 0.51724138 0.55172414 0.5862069 0.62068966 0.65517241 0.68965517 0.72413793 0.75862069 0.79310345 0.82758621 0.86206897 0.89655172 0.93103448 0.96551724 1. ]
blade.ps.layer_15_opt | input | m | [0. 0. 0. 0.00199391 0.00193306 0.00187221 0.00181136 0.00175051 0.00168966 0.0016288 0.00156795 0.0015071 0.00144625 0.0013854 0.00132454 0.00126369 0.00120284 0.00114199 0.00108114 0.00102028 0.00095943 0.00089858 0.00083773 0.00077688 0.00071602 0.00065517 0.00059432 0.00053347 0. 0. ]
blade.ps.s_opt_layer_16 | input |  | [0. 0.03448276 0.06896552 0.10344828 0.13793103 0.17241379 0.20689655 0.24137931 0.27586207 0.31034483 0.34482759 0.37931034 0.4137931 0.44827586 0.48275862 0.51724138 0.55172414 0.5862069 0.62068966 0.65517241 0.68965517 0.72413793 0.75862069 0.79310345 0.82758621 0.86206897 0.89655172 0.93103448 0.96551724 1. ]
blade.ps.layer_16_opt | input | m | [0. 0. 0. 0.04284584 0.04130426 0.03976268 0.0382211 0.03667951 0.03513793 0.03359635 0.03205477 0.03051318 0.0289716 0.02743002 0.02588844 0.02434686 0.02280527 0.02126369 0.02005841 0.02 0.02 0.02 0.02 0.02 0.02 0.02 0.02 0.02 0. 0. ]
blade.ps.s_opt_layer_17 | input |  | [0. 0.03448276 0.06896552 0.10344828 0.13793103 0.17241379 0.20689655 0.24137931 0.27586207 0.31034483 0.34482759 0.37931034 0.4137931 0.44827586 0.48275862 0.51724138 0.55172414 0.5862069 0.62068966 0.65517241 0.68965517 0.72413793 0.75862069 0.79310345 0.82758621 0.86206897 0.89655172 0.93103448 0.96551724 1. ]
blade.ps.layer_17_opt | input | m | [0. 0. 0. 0.00199391 0.00193306 0.00187221 0.00181136 0.00175051 0.00168966 0.0016288 0.00156795 0.0015071 0.00144625 0.0013854 0.00132454 0.00126369 0.00120284 0.00114199 0.00108114 0.00102028 0.00095943 0.00089858 0.00083773 0.00077688 0.00071602 0.00065517 0.00059432 0.00053347 0. 0. ]
high_level_tower_props.tower_ref_axis_user | input | m | [[ 0. 0. 15.] [ 0. 0. 50.] [ 0. 0. 100.] [ 0. 0. 130.] [ 0. 0. 158.]] | 2D array of the coordinates (x,y,z) of the tower reference axis. The coordinate system is the global coordinate system of OpenFAST: it is placed at tower base with x pointing downwind, y pointing on the side and z pointing vertically upwards. A standard tower configuration will have zero x and y values and positive z values.
high_level_tower_props.distance_tt_hub | input | m | [5.614] | Vertical distance from tower top to hub center.
high_level_tower_props.hub_height_user | input | m | [150.] | Height of the hub specified by the user.
hub.diameter | output | m | [7.94]
materials.rho_fiber | output | kg/m**3 | [ 0. 0. 0. 0. 2535.5 1800. 2535.5 2535.5 0. 0. 0. ] | 1D array of the density of the fibers of the materials.
materials.rho | output | kg/m**3 | [1235. 7800. 7850. 7200. 1940. 1553. 1940. 1940. 130. 1150. 1100.] | 1D array of the density of the materials. For composites, this is the density of the laminate.
materials.rho_area_dry | output | kg/m**2 | [0. 0. 0. 0. 7.22716222 5.58 0.81 0.92 0. 0. 0. ] | 1D array of the dry aerial density of the composite fabrics. Non-composite materials are kept at 0.
materials.ply_t_from_yaml | output | m | [0.0005 0. 0. 0. 0.005 0.005 0.00056 0.000636 0. 0. 0. ] | 1D array of the ply thicknesses of the materials. Non-composite materials are kept at 0.
materials.fvf_from_yaml | output |  | [0. 0. 0. 0. 0.57 0.62 0.57 0.57 0. 0. 0. ] | 1D array of the non-dimensional fiber volume fraction of the composite materials. Non-composite materials are kept at 0.
materials.fwf_from_yaml | output |  | [0. 0. 0. 0. 0.74506827 0.71860914 0.74506827 0.74506827 0. 0. 0. ] | 1D array of the non-dimensional fiber weight- fraction of the composite materials. Non-composite materials are kept at 0.
materials.name | output | Unavailable | ['Gelcoat', 'steel', 'steel_drive', 'cast_iron', 'glass_uni', 'carbon_uni', 'glass_biax', 'glass_triax', 'medium_density_foam', 'resin', 'adhesive'] | 1D array of names of materials.
materials.component_id | output | Unavailable | [ 0. -1. -1. -1. 5. 4. 3. 2. 1. -1. -1.] | 1D array of flags to set whether a material is used in a blade: 0 - coating, 1 - sandwich filler , 2 - shell skin, 3 - shear webs, 4 - spar caps, 5 - TE/LE reinf.
monopile.ref_axis | input | m | [[ 0. 0. -50.] [ 0. 0. -20.] [ 0. 0. -15.] [ 0. 0. -10.] [ 0. 0. 0.] [ 0. 0. 10.] [ 0. 0. 15.]] | 2D array of the coordinates (x,y,z) of the tower reference axis. The coordinate system is the global coordinate system of OpenFAST: it is placed at tower base with x pointing downwind, y pointing on the side and z pointing vertically upwards. A standard tower configuration will have zero x and y values and positive z values.
financese.tcc_per_kW | intermediate | USD/kW | [835.919497]
financese.bos_per_kW | intermediate | USD/kW | [3224.55122418]
financese.turbine_aep | intermediate | kW*h | [75702712.26084858]
orbit.site_mean_windspeed | intermediate | m/s | [10.] | Mean windspeed of the site.
orbit.turbine_rated_windspeed | intermediate | m/s | [11.51371277] | Rated windspeed of the turbine.
orbit.turbine_capex | intermediate | USD/kW | [835.919497] | Turbine CAPEX
orbit.hub_height | intermediate | m | [150.] | Turbine hub height.
orbit.turbine_rotor_diameter | intermediate | m | [242.23775645] | Turbine rotor diameter.
orbit.tower_mass | intermediate | t | [947.49580089] | mass of the total tower.
orbit.tower_length | intermediate | m | [129.386] | Total length of the tower.
orbit.nacelle_mass | intermediate | t | [340.28815663] | mass of the rotor nacelle assembly (RNA).
orbit.blade_mass | intermediate | t | [71.24757968] | mass of an individual blade.
orbit.monopile_length | intermediate | m | [65.] | Length of monopile (including pile).
orbit.monopile_mass | intermediate | t | [1231.61133228] | mass of an individual monopile.
orbit.monopile_cost | intermediate | USD | [3342512.60387108] | Monopile unit cost.
outputs_2_screen.aep | intermediate | GW*h | [75.70271226]
outputs_2_screen.blade_mass | intermediate | kg | [71247.57967788]
outputs_2_screen.lcoe | intermediate | USD/MW/h | [80.54120516]
outputs_2_screen.tip_deflection | intermediate | m | [22.92576895]
drivese.s_drive | output | m | [-4.31626917 -3.24126917 -2.16626917 -1.36486329 -0.56345741 1.25332577 3.07010894 3.17010894 3.22010894 3.27010894 5.69884035 8.12757176]
drivese.bedplate_web_height | output | m | [3.0752972]
drivese.s_mb1 | output | m | [3.27010894]
drivese.s_mb2 | output | m | [3.17010894]
drivese.mb1_mass | intermediate | kg | [17762.1169806]
drivese.mb1_I | intermediate | kg*m**2 | [10644.6303412 5540.12835047 5540.12835047]
drivese.mb1_max_defl_ang | intermediate | rad | [0.00872665]
drivese.mb2_mass | intermediate | kg | [9138.56161978]
drivese.mb2_I | intermediate | kg*m**2 | [7438.80441996 3853.59440322 3853.59440322]
drivese.mb2_max_defl_ang | intermediate | rad | [0.078]
drivese.s_gearbox | output | m | [1.25332577]
drivese.s_generator | output | m | [-3.24126917]
drivese.F_mb1 | output | N | [[ 2999568.05945031] [ 32473.88017392] [-1879403.86102602]]
drivese.F_mb2 | output | N | [[-0.] [-0.] [-0.]]
drivese.F_torq | output | N | [[-0.] [-0.] [-0.]]
drivese.F_generator | output | N | [[ -30993.75737447] [ -0. ] [-294885.90346871]]
drivese.M_mb1 | output | N*m | [[-0.] [-0.] [-0.]]
drivese.M_mb2 | output | N*m | [[ -0. ] [6680973.2083664 ] [7332527.07810288]]
drivese.M_torq | output | N*m | [[67767883.42025004] [ -0. ] [ -0. ]]
drivese.M_generator | output | N*m | [[564732.36183542] [ 62872.62431153] [ -0. ]]
drivese.other_mass | output | kg | [117175.83840957]
drivese.bedplate_E | output | Pa | [2.e+11]
drivese.bedplate_G | output | Pa | [7.93e+10]
drivese.bedplate_rho | output | kg/m**3 | [7800.]
drivese.bedplate_Xy | output | Pa | [3.45e+08]
drivese.rotor_diameter | intermediate | m | [242.23775645]
drivese.rated_torque | intermediate | N*m | [20573228.31282306]
drivese.lss_spring_constant | output | N*m/rad | [3.55616515e+09]
drivese.hss_spring_constant | output | N*m/rad | [5805071.39563294]
drivese.blades_I | intermediate | kg*m**2 | [3.6786448e+08 1.8393224e+08 1.8393224e+08 0.0000000e+00 0.0000000e+00 0.0000000e+00]
drivese.hub_system_I | output | kg*m**2 | [1128362.96058861 703943.80155507 703943.80155507 0. 0. 0. ]
drivese.lss_rpm | output | rpm | [5. 5.13106974 5.26213948 5.39320922 5.52427897 5.65534871 5.78641845 5.91748819 6.04855793 6.17962767 6.31069742 6.44176716 6.5728369 6.70390664 6.83497638 6.96604612 7.09711587 7.22818561 7.35925535 7.49032509]
drivese.s_hss | output | m | [-2.16626917 -1.36486329 -0.56345741]
drivese.M_hub | intermediate | N*m | [[67767883.42025 ] [ 7747883.02496284] [ 7478071.62336294]]
drivese.generator_mass | output | kg | [5116.26265737]
drivese.generator_I | output | kg*m**2 | [ 971.80659754 2456.73030991 2456.73030991]
drivese.brake_mass | output | kg | [25099.33854164]
drivese.brake_I | output | kg*m**2 | [18410.0920689 9205.04603445 9205.04603445]
drivese.hss_E | output | Pa | [2.05e+11]
drivese.hss_G | output | Pa | [8.e+10]
drivese.hss_rho | output | kg/m**3 | [7850.]
drivese.hss_Xy | output | Pa | [4.85e+08]
drivese.pitch_mass | output | kg | [54009.7882835]
drivese.pitch_cost | output | USD | [0.]
drivese.pitch_I | output | kg*m**2 | [851242.87215743 425621.43607871 425621.43607871 0. 0. 0. ]
drivese.hub_mass | output | kg | [22523.01307413]
drivese.hub_cost | output | USD | [11261.50653707]
drivese.hub_cm | output | m | [3.32852762]
drivese.hub_I | output | kg*m**2 | [236655.30450671 236655.30450671 236655.30450671 0. 0. 0. ]
drivese.spinner_mass | output | kg | [3037.759855]
drivese.spinner_cost | output | kg | [4904.23637202]
drivese.spinner_cm | output | m | [3.97]
drivese.spinner_I | output | kg*m**2 | [40464.78392447 40464.78392447 40464.78392447 0. 0. 0. ]
drivese.hub_shell.rho | intermediate | kg/m**3 | [7200.]
drivese.max_torque | output | N*m | [57709476.75820287]
drivese.hub_shell.Xy | intermediate | Pa | [2.65e+08]
drivese.hub_shell.metal_cost | intermediate | USD/kg | [0.5]
drivese.blade_root_diameter | intermediate | m | [5.2]
drivese.rated_rpm | intermediate | rpm | [7.49032509]
drivese.blade_mass | intermediate | kg | [71247.57967788]
drivese.pitch_system.rho | intermediate | kg/m**3 | [7800.]
drivese.pitch_system.Xy | intermediate | Pa | [3.45e+08]
drivese.pitch_system.BRFM | intermediate | N*m | [-87723124.92630082]
drivese.spinner_gust_ws | intermediate | m/s | [70.]
drivese.spinner.composite_Xt | intermediate | Pa | [38100000.]
drivese.spinner.composite_rho | intermediate | kg/m**3 | [1940.]
drivese.spinner.Xy | intermediate | Pa | [3.45e+08]
drivese.spinner.metal_rho | intermediate | kg/m**3 | [7800.]
drivese.spinner.composite_cost | intermediate | USD/kg | [1.87]
drivese.spinner.metal_cost | intermediate | USD/kg | [0.7]
drivese.lss_rho | output | kg/m**3 | [7850.]
drivese.L_gearbox | output | m | [3.63356635]
drivese.s_lss | output | m | [3.07010894 3.17010894 3.22010894 3.27010894 8.12757176]
drivese.hub_system_mass | output | kg | [79570.56121263]
drivese.hub_system_cm | output | m | [3.35301706]
drivese.F_hub | intermediate | N | [[3201835.87863285] [ 32473.88017392] [ 45045.88960763]]
drivese.generator_rotor_mass | output | kg | [2558.13132869]
drivese.generator_rotor_I | output | kg*m**2 | [ 485.90329877 1228.36515496 1228.36515496]
drivese.gearbox_mass | output | kg | [102866.14156412]
drivese.gearbox_I | output | kg*m**2 | [108649.72368531 167501.65734818 167501.65734818]
drivese.carrier_mass | output | kg | [0.]
drivese.carrier_I | output | kg*m**2 | [0. 0. 0.]
drivese.lss_E | output | Pa | [2.05e+11]
drivese.lss_G | output | Pa | [8.e+10]
drivese.lss_Xy | output | Pa | [4.85e+08]
drivese.H_bedplate | output | m | [3.89828643]
drivese.L_bedplate | output | m | [12.37567227]
drivese.R_generator | output | m | [0.61635157]
drivese.generator_cm | intermediate | m | [-3.24126917]
drivese.rho_fiberglass | intermediate | kg/m**3 | [1940.]
drivese.rho_castiron | intermediate | kg/m**3 | [7200.]
drivese.mb1_cm | intermediate | m | [3.27010894]
drivese.mb2_cm | intermediate | m | [3.17010894]
drivese.gearbox_cm | intermediate | m | [1.25332577]
drivese.hss_mass | output | kg | [21.01305741]
drivese.hss_cm | output | m | [-1.36809842]
drivese.hss_I | output | kg*m**2 | [1.46350566 5.23030792 5.23030792]
drivese.brake_cm | output | m | [0.62666288]
drivese.generator_stator_mass | output | kg | [2558.13132869]
drivese.generator_stator_I | output | kg*m**2 | [ 485.90329877 1228.36515496 1228.36515496]
drivese.lss_mass | output | kg | [13812.83149771]
drivese.lss_cm | output | m | [4.11974204]
drivese.lss_I | output | kg*m**2 | [ 7279.55555664 33081.7477767 33081.7477767 ]
drivese.converter_mass | output | kg | [11983.85]
drivese.converter_cm | output | m | [0. 4.82597008 1.81678317]
drivese.converter_I | output | kg*m**2 | [26370.07124397 26370.07124397 26370.07124397]
drivese.transformer_mass | output | kg | [30635.]
drivese.transformer_cm | output | m | [ 0. -4.82597008 1.81678317]
drivese.transformer_I | output | kg*m**2 | [67411.31877977 67411.31877977 67411.31877977]
drivese.yaw_mass | output | kg | [24540.30542469]
drivese.yaw_cm | output | m | [0. 0. 0.]
drivese.yaw_I | output | kg*m**2 | [0. 0. 0.]
drivese.bedplate_mass | output | kg | [49296.05230619]
drivese.bedplate_cm | output | m | [-5.84346387 0. 1.92414322]
drivese.bedplate_I | output | kg*m**2 | [112305.63398764 673077.87305664 740791.76696365 0. 0. 0. ]
drivese.hvac_mass | output | kg | [1089.18312189]
drivese.hvac_cm | output | m | [-3.24126917]
drivese.hvac_I | output | m | [232.74504096 116.37252048 116.37252048]
drivese.platform_mass | output | kg | [41726.38852536]
drivese.platform_cm | output | m | [0. 0. 0.]
drivese.platform_I | output | m | [ 503793.61310452 503793.61310452 1007576.0991721 ]
drivese.cover_mass | output | kg | [7201.11133763]
drivese.cover_cm | output | m | [-0.61878361 0. 2.4830509 ]
drivese.cover_I | output | m | [151.27315154 445.49294335 358.83648932]
drivese.constr_height | output | m | [3.89828643]
drivese.L_drive | output | m | [12.44384093]
drivese.shaft_start | output | m | [0. 0. 3.89828643]
drivese.blades_mass | intermediate | kg | [213742.73903364]
drivese.nacelle_mass | output | kg | [340288.15663438]
drivese.blades_cm | intermediate | m | [2.47163778]
drivese.nacelle_cm | output | m | [-1.64424134 -0.2645108 2.64498477]
drivese.nacelle_I_TT | output | kg*m**2 | [5.09609669e+06 7.15762168e+06 5.48151350e+06 8.29523117e+02 1.68323086e+06 1.62194057e+05]
drivese.yaw.rho | intermediate | kg/m**3 | [7800.]
fixedse.env.distLoads.windLoads_Px | intermediate | N/m | [ 0. 0. 0. 0. 0. 0. 0. 0. 0. 0. 0. 0. 0. 815.11519375 963.22520468 1063.41634187 1104.50910357 1141.54771364 1175.38096548]
fixedse.env.distLoads.windLoads_Py | intermediate | N/m | [0. 0. 0. 0. 0. 0. 0. 0. 0. 0. 0. 0. 0. 0. 0. 0. 0. 0. 0.]
fixedse.env.distLoads.windLoads_Pz | intermediate | N/m | [0. 0. 0. 0. 0. 0. 0. 0. 0. 0. 0. 0. 0. 0. 0. 0. 0. 0. 0.]
fixedse.env.distLoads.windLoads_qdyn | intermediate | N/m**2 | [ 0. 0. 0. 0. 0. 0. 0. 0. 0. 0. 0. 0. 0. 105.91236824 125.08172964 137.86555715 143.06157756 147.72060479 151.95594034]
fixedse.env.distLoads.windLoads_z | intermediate | m | [-50. -43.33333333 -36.66666667 -30. -25. -20. -15. -13.33333333 -11.66666667 -10. -6.66666667 -3.33333333 0. 3.33333333 6.66666667 10. 11.66666667 13.33333333 15. ]
fixedse.env.distLoads.windLoads_beta | intermediate | deg | [0.]
fixedse.env.distLoads.waveLoads_Px | intermediate | N/m | [ 0. 0. 0. 47890.02391368 49450.75343987 54250.77719548 62658.54443082 66367.87798292 70583.3819735 75344.90870151 86702.26985882 100922.44868576 118687.69737032 0. 0. 0. 0. 0. 0. ]
fixedse.env.distLoads.waveLoads_Py | intermediate | N/m | [0. 0. 0. 0. 0. 0. 0. 0. 0. 0. 0. 0. 0. 0. 0. 0. 0. 0. 0.]
fixedse.env.distLoads.waveLoads_Pz | intermediate | N/m | [0. 0. 0. 0. 0. 0. 0. 0. 0. 0. 0. 0. 0. 0. 0. 0. 0. 0. 0.]
fixedse.env.distLoads.waveLoads_qdyn | intermediate | N/m**2 | [ 0. 0. 0. 311498.54869554 261560.20421103 212283.10666939 163738.64914165 147740.07664219 131842.68092277 116053.60352768 84833.98919294 54159.90737295 24131.35174114 0. 0. 0. 0. 0. 0. ]
fixedse.env.distLoads.waveLoads_z | intermediate | m | [-50. -43.33333333 -36.66666667 -30. -25. -20. -15. -13.33333333 -11.66666667 -10. -6.66666667 -3.33333333 0. 3.33333333 6.66666667 10. 11.66666667 13.33333333 15. ]
fixedse.env.distLoads.waveLoads_beta | intermediate | deg | [0.]
fixedse.z_global | output | m | [-50. -43.33333333 -36.66666667 -30. -25. -20. -15. -13.33333333 -11.66666667 -10. -6.66666667 -3.33333333 0. 3.33333333 6.66666667 10. 11.66666667 13.33333333 15. ]
fixedse.env.waveLoads.U | intermediate | m/s | [0. 0. 0. 0.70923173 0.73137647 0.79919357 0.916918 0.96842316 1.02661696 1.09190133 1.24559745 1.43376502 1.6616115 0. 0. 0. 0. 0. 0. ]
fixedse.env.waveLoads.A | intermediate | m/s**2 | [0. 0. 0. 0.4715592 0.48628295 0.53137368 0.60964717 0.6438923 0.68258462 0.72599136 0.82818197 0.9532922 1.10478444 0. 0. 0. 0. 0. 0. ]
fixedse.env.waveLoads.p | intermediate | N/m**2 | [ 0. 0. 0. 311240.75625003 261286.06204451 211955.76760966 163307.77059605 147259.43188635 131302.53544785 115442.57616473 84038.8387714 53106.37027765 22716.363445 0. 0. 0. 0. 0. 0. ]
fixedse.outer_diameter_full | output | m | [10.99395256 10.99395248 10.99395239 10.99395231 10.99395224 10.99395218 10.99395211 10.99389293 10.99383376 10.99377458 10.99372567 10.99367676 10.99362785 10.99362785 10.99362784 10.99362784 10.99362783 10.99362782 10.99362781]
fixedse.env.Uref | intermediate | m/s | [20.76375017]
fixedse.wind_reference_height | intermediate | m | [150.]
fixedse.env.windLoads.U | intermediate | m/s | [ 0. 0. 0. 0. 0. 0. 0. 0. 0. 0. 0. 0. 0. 13.14983468 14.29038379 15.00288719 15.28299455 15.52985826 15.75091525]
fixedse.joint1 | output | m | [ 0. 0. -50.]
fixedse.joint2 | output | m | [ 0. 0. 15.]
fixedse.s_full | output | m | [0. 0.1025641 0.20512821 0.30769231 0.38461538 0.46153846 0.53846154 0.56410256 0.58974359 0.61538462 0.66666667 0.71794872 0.76923077 0.82051282 0.87179487 0.92307692 0.94871795 0.97435897 1. ]
fixedse.g2e.Px_global | intermediate | N/m | [ 0. 0. 0. 47890.02391368 49450.75343987 54250.77719548 62658.54443082 66367.87798292 70583.3819735 75344.90870151 86702.26985882 100922.44868576 118687.69737032 815.11519375 963.22520468 1063.41634187 1104.50910357 1141.54771364 1175.38096548]
fixedse.g2e.Py_global | intermediate | N/m | [0. 0. 0. 0. 0. 0. 0. 0. 0. 0. 0. 0. 0. 0. 0. 0. 0. 0. 0.]
fixedse.g2e.Pz_global | intermediate | N/m | [0. 0. 0. 0. 0. 0. 0. 0. 0. 0. 0. 0. 0. 0. 0. 0. 0. 0. 0.]
fixedse.g2e.qdyn_global | intermediate | Pa | [0.00000000e+00 0.00000000e+00 0.00000000e+00 3.11498549e+05 2.61560204e+05 2.12283107e+05 1.63738649e+05 1.47740077e+05 1.31842681e+05 1.16053604e+05 8.48339892e+04 5.41599074e+04 2.41313517e+04 1.05912368e+02 1.25081730e+02 1.37865557e+02 1.43061578e+02 1.47720605e+02 1.51955940e+02]
fixedse.lc:Px | intermediate | N/m | [0. 0. 0. 0. 0. 0. 0. 0. 0. 0. 0. 0. 0. 0. 0. 0. 0. 0. 0.]
fixedse.lc:Py | intermediate | N/m | [0. 0. 0. 0. 0. 0. 0. 0. 0. 0. 0. 0. 0. 0. 0. 0. 0. 0. 0.]
fixedse.lc:Pz | intermediate | N/m | [ 0. 0. 0. -47890.02391368 -49450.75343987 -54250.77719548 -62658.54443082 -66367.87798292 -70583.3819735 -75344.90870151 -86702.26985882 -100922.44868576 -118687.69737032 -815.11519375 -963.22520468 -1063.41634187 -1104.50910357 -1141.54771364 -1175.38096548]
fixedse.lc:qdyn | intermediate | Pa | [0.00000000e+00 0.00000000e+00 0.00000000e+00 3.11498549e+05 2.61560204e+05 2.12283107e+05 1.63738649e+05 1.47740077e+05 1.31842681e+05 1.16053604e+05 8.48339892e+04 5.41599074e+04 2.41313517e+04 1.05912368e+02 1.25081730e+02 1.37865557e+02 1.43061578e+02 1.47720605e+02 1.51955940e+02]
fixedse.member.gc.d | intermediate | m | [10.99395256 10.99395231 10.99395211 10.99377458 10.99362785 10.99362784 10.99362781]
fixedse.member.gc.t | intermediate | m | [0.0455716 0.07741373 0.06829416 0.06480883 0.05867553 0.05988659]
fixedse.member.s | output |  | [0. 0.30769231 0.53846154 0.61538462 0.76923077 0.92307692 1. ]
fixedse.member.height | output | m | [65.]
fixedse.monopile_outer_diameter | output | m | [10.99395256 10.99395231 10.99395211 10.99377458 10.99362785 10.99362784 10.99362781]
fixedse.monopile_wall_thickness | output | m | [0.0455716 0.07741373 0.06829416 0.06480883 0.05867553 0.05988659]
fixedse.member.E | output | Pa | [2.e+11 2.e+11 2.e+11 2.e+11 2.e+11 2.e+11]
fixedse.member.G | output | Pa | [7.93e+10 7.93e+10 7.93e+10 7.93e+10 7.93e+10 7.93e+10]
fixedse.member.sigma_y | output | Pa | [3.45e+08 3.45e+08 3.45e+08 3.45e+08 3.45e+08 3.45e+08]
fixedse.member.rho | output | kg/m**3 | [7800. 7800. 7800. 7800. 7800. 7800.]
fixedse.member.unit_cost | output | USD/kg | [0.7 0.7 0.7 0.7 0.7 0.7]
fixedse.member.outfitting_factor | output |  | [1.07 1.07 1.07 1.07 1.07 1.07]
fixedse.nodes_xyz | output | m | [[ 0. 0. -50. ] [ 0. 0. -43.33333333] [ 0. 0. -36.66666667] [ 0. 0. -30. ] [ 0. 0. -25. ] [ 0. 0. -20. ] [ 0. 0. -15. ] [ 0. 0. -13.33333333] [ 0. 0. -11.66666667] [ 0. 0. -10. ] [ 0. 0. -6.66666667] [ 0. 0. -3.33333333] [ 0. 0. 0. ] [ 0. 0. 3.33333333] [ 0. 0. 6.66666667] [ 0. 0. 10. ] [ 0. 0. 11.66666667] [ 0. 0. 13.33333333] [ 0. 0. 15. ]]
fixedse.z_full | output | m | [ 0. 6.66666667 13.33333333 20. 25. 30. 35. 36.66666667 38.33333333 40. 43.33333333 46.66666667 50. 53.33333333 56.66666667 60. 61.66666667 63.33333333 65. ]
fixedse.monopile_s | intermediate |  | [0. 0.46153846 0.53846154 0.61538462 0.76923077 0.92307692 1. ]
fixedse.s_const1 | output |  | [0.30769231]
fixedse.t_full | output | m | [0.0455716 0.0455716 0.0455716 0.07741373 0.07741373 0.07741373 0.06829416 0.06829416 0.06829416 0.06480883 0.06480883 0.06480883 0.05867553 0.05867553 0.05867553 0.05988659 0.05988659 0.05988659]
fixedse.E_full | output | Pa | [2.e+11 2.e+11 2.e+11 2.e+11 2.e+11 2.e+11 2.e+11 2.e+11 2.e+11 2.e+11 2.e+11 2.e+11 2.e+11 2.e+11 2.e+11 2.e+11 2.e+11 2.e+11]
fixedse.G_full | output | Pa | [7.93e+10 7.93e+10 7.93e+10 7.93e+10 7.93e+10 7.93e+10 7.93e+10 7.93e+10 7.93e+10 7.93e+10 7.93e+10 7.93e+10 7.93e+10 7.93e+10 7.93e+10 7.93e+10 7.93e+10 7.93e+10]
fixedse.sigma_y_full | output | Pa | [3.45e+08 3.45e+08 3.45e+08 3.45e+08 3.45e+08 3.45e+08 3.45e+08 3.45e+08 3.45e+08 3.45e+08 3.45e+08 3.45e+08 3.45e+08 3.45e+08 3.45e+08 3.45e+08 3.45e+08 3.45e+08]
fixedse.rho_full | output | kg/m**3 | [7800. 7800. 7800. 7800. 7800. 7800. 7800. 7800. 7800. 7800. 7800. 7800. 7800. 7800. 7800. 7800. 7800. 7800.]
fixedse.outfitting_full | output |  | [1.07 1.07 1.07 1.07 1.07 1.07 1.07 1.07 1.07 1.07 1.07 1.07 1.07 1.07 1.07 1.07 1.07 1.07]
fixedse.member.unit_cost_full | output | USD/kg | [0.7 0.7 0.7 0.7 0.7 0.7 0.7 0.7 0.7 0.7 0.7 0.7 0.7 0.7 0.7 0.7 0.7 0.7]
fixedse.mono.cylinder_mass | intermediate | kg | [1131611.33227724]
fixedse.mono.cylinder_cost | intermediate | USD | [2842512.60387108]
fixedse.mono.cylinder_z_cg | intermediate | m | [33.93349921]
fixedse.mono.cylinder_I_base | intermediate | kg*m**2 | [1.67054215e+09 1.67054215e+09 3.38028081e+07 0.00000000e+00 0.00000000e+00 0.00000000e+00]
fixedse.tower_mass | intermediate | kg | [947495.80089321]
fixedse.tower_cost | intermediate | USD | [2669933.52164267]
fixedse.monopile.z_soil | intermediate | N/m | [-20. -17.77777778 -15.55555556 -13.33333333 -11.11111111 -8.88888889 -6.66666667 -4.44444444 -2.22222222 -0. ]
fixedse.monopile.k_soil | intermediate | N/m | [[1.63380716e+10 1.96698253e+12 1.63380716e+10 1.96698253e+12 1.18505112e+10 1.24021892e+11] [1.49547734e+10 1.46274797e+12 1.49547734e+10 1.46274797e+12 1.11038445e+10 1.24021892e+11] [1.35714752e+10 1.06339498e+12 1.35714752e+10 1.06339498e+12 1.03571779e+10 1.24021892e+11] [1.21881769e+10 7.55813364e+11 1.21881769e+10 7.55813364e+11 9.61051120e+09 1.24021892e+11] [1.08048787e+10 5.26892931e+11 1.08048787e+10 5.26892931e+11 8.86384453e+09 1.24021892e+11] [9.42158042e+09 3.63523480e+11 9.42158042e+09 3.63523480e+11 8.11717786e+09 1.24021892e+11] [8.03828217e+09 2.52594816e+11 8.03828217e+09 2.52594816e+11 7.37051120e+09 1.24021892e+11] [6.65498392e+09 1.80996742e+11 6.65498392e+09 1.80996742e+11 6.62384453e+09 1.24021892e+11] [5.27168568e+09 1.35619061e+11 5.27168568e+09 1.35619061e+11 5.87717786e+09 1.24021892e+11] [3.88838743e+09 1.03351577e+11 3.88838743e+09 1.03351577e+11 5.13051120e+09 1.24021892e+11]]
fixedse.section_A | output | m**2 | [1.67717279 1.67717278 1.67717276 2.84077347 2.84077345 2.84077343 2.50820836 2.50819477 2.50818119 2.38092625 2.3809156 2.38090494 2.15678845 2.15678845 2.15678845 2.20106086 2.20106086 2.20106086]
fixedse.section_Asx | output | m**2 | [0.95350372 0.95350372 0.95350371 1.61718175 1.61718174 1.61718173 1.42731204 1.42730433 1.42729662 1.35468338 1.35467733 1.35467129 1.22684058 1.22684058 1.22684057 1.25208717 1.25208717 1.25208717]
fixedse.section_Asy | output | m**2 | [0.95350372 0.95350372 0.95350371 1.61718175 1.61718174 1.61718173 1.42731204 1.42730433 1.42729662 1.35468338 1.35467733 1.35467129 1.22684058 1.22684058 1.22684057 1.25208717 1.25208717 1.25208717]
fixedse.section_Ixx | output | kg*m**2 | [25.13015364 25.13015305 25.13015246 42.31928876 42.31928801 42.31928726 37.42686411 37.42625597 37.42564784 35.54900211 35.54852486 35.54804761 32.23768551 32.23768547 32.23768542 32.89218137 32.8921813 32.89218122]
fixedse.section_Iyy | output | kg*m**2 | [25.13015364 25.13015305 25.13015246 42.31928876 42.31928801 42.31928726 37.42686411 37.42625597 37.42564784 35.54900211 35.54852486 35.54804761 32.23768551 32.23768547 32.23768542 32.89218137 32.8921813 32.89218122]
fixedse.section_J0 | output | kg*m**2 | [50.26030729 50.26030611 50.26030493 84.63857752 84.63857602 84.63857452 74.85372823 74.85251194 74.85129567 71.09800421 71.09704971 71.09609522 64.47537103 64.47537094 64.47537085 65.78436275 65.78436259 65.78436244]
fixedse.section_rho | output | kg/m**3 | [7800. 7800. 7800. 7800. 7800. 7800. 7800. 7800. 7800. 7800. 7800. 7800. 7800. 7800. 7800. 7800. 7800. 7800.]
fixedse.section_E | output | Pa | [2.e+11 2.e+11 2.e+11 2.e+11 2.e+11 2.e+11 2.e+11 2.e+11 2.e+11 2.e+11 2.e+11 2.e+11 2.e+11 2.e+11 2.e+11 2.e+11 2.e+11 2.e+11]
fixedse.section_G | output | Pa | [7.93e+10 7.93e+10 7.93e+10 7.93e+10 7.93e+10 7.93e+10 7.93e+10 7.93e+10 7.93e+10 7.93e+10 7.93e+10 7.93e+10 7.93e+10 7.93e+10 7.93e+10 7.93e+10 7.93e+10 7.93e+10]
fixedse.qdyn | output | Pa | [[0.00000000e+00] [0.00000000e+00] [0.00000000e+00] [3.11498549e+05] [2.61560204e+05] [2.12283107e+05] [1.63738649e+05] [1.47740077e+05] [1.31842681e+05] [1.16053604e+05] [8.48339892e+04] [5.41599074e+04] [2.41313517e+04] [1.05912368e+02] [1.25081730e+02] [1.37865557e+02] [1.43061578e+02] [1.47720605e+02] [1.51955940e+02]]
fixedse.bending_height | output | m | [45.]
fixedse.tower_xyz | intermediate | m | [[ 0. 0. 15. ] [ 0. 0. 25.55596737] [ 0. 0. 36.11193473] [ 0. 0. 46.6679021 ] [ 0. 0. 61.74785548] [ 0. 0. 76.82780886] [ 0. 0. 91.90776224] [ 0. 0. 100.95573427] [ 0. 0. 110.00370629] [ 0. 0. 119.05167832] [ 0. 0. 127.49645221] [ 0. 0. 135.94122611] [ 0. 0. 144.386 ]]
fixedse.tower_A | intermediate | m**2 | [1.750011 1.75001101 1.75001102 1.00640929 1.00640929 1.00640929 0.4648654 0.44584991 0.42683442 0.38416896 0.33246262 0.28075628]
fixedse.tower_Asx | intermediate | m**2 | [0.99499535 0.99499536 0.99499536 0.57173443 0.57173443 0.57173443 0.26393559 0.25314489 0.2423542 0.21813805 0.18879635 0.15945468]
fixedse.tower_Asy | intermediate | m**2 | [0.99499535 0.99499536 0.99499536 0.57173443 0.57173443 0.57173443 0.26393559 0.25314489 0.2423542 0.21813805 0.18879635 0.15945468]
fixedse.tower_Ixx | intermediate | kg*m**2 | [26.21049359 26.21049401 26.21049444 15.12898243 15.12898245 15.12898248 6.72849938 5.93611975 5.20852756 3.93424627 2.54990197 1.53562055]
fixedse.tower_Iyy | intermediate | kg*m**2 | [26.21049359 26.21049401 26.21049444 15.12898243 15.12898245 15.12898248 6.72849938 5.93611975 5.20852756 3.93424627 2.54990197 1.53562055]
fixedse.tower_J0 | intermediate | kg*m**2 | [52.42098717 52.42098803 52.42098889 30.25796485 30.2579649 30.25796495 13.45699877 11.87223949 10.41705512 7.86849254 5.09980394 3.07124111]
fixedse.tower_rho | intermediate | kg/m**3 | [7800. 7800. 7800. 7800. 7800. 7800. 7800. 7800. 7800. 7800. 7800. 7800.]
fixedse.tower_E | intermediate | Pa | [2.e+11 2.e+11 2.e+11 2.e+11 2.e+11 2.e+11 2.e+11 2.e+11 2.e+11 2.e+11 2.e+11 2.e+11]
fixedse.tower_G | intermediate | Pa | [7.93e+10 7.93e+10 7.93e+10 7.93e+10 7.93e+10 7.93e+10 7.93e+10 7.93e+10 7.93e+10 7.93e+10 7.93e+10 7.93e+10]
fixedse.tower_outer_diameter_full | intermediate | m | [10.99362781 10.99362787 10.99362792 10.99362798 10.99362799 10.993628 10.993628 10.55345797 10.11328793 9.6731179 8.45486987 7.23662184 6.01837381]
fixedse.tower_t_full | intermediate | m | [0.04756079 0.04756079 0.04756079 0.02730108 0.02730108 0.02730108 0.01285149 0.01285149 0.01285149 0.01262625 0.01262625 0.01262625]
fixedse.tower_sigma_y_full | intermediate | Pa | [3.45e+08 3.45e+08 3.45e+08 3.45e+08 3.45e+08 3.45e+08 3.45e+08 3.45e+08 3.45e+08 3.45e+08 3.45e+08 3.45e+08]
fixedse.tower_qdyn | intermediate | Pa | [[151.95594034] [172.68473093] [187.62554289] [199.53549696] [213.40521653] [224.89521104] [234.77957188] [240.13044091] [245.12834696] [249.8229346 ] [253.96585114] [257.90517947] [261.66268931]]
fixedse.tower_bending_height | intermediate | m | [129.386]
fixedse.monopile.rna_F | intermediate | N | [[ 3179587.20154936] [ 32474.98088414] [-3748359.62306149]]
fixedse.monopile.rna_M | intermediate | N*m | [[ 406630.56429369] [-599156.62626708] [ -26641.94472168]]
fixedse.turbine_F | intermediate | N | [[ 3179587.20154938] [ 32474.98088414] [-13244753.63518239]]
fixedse.turbine_M | intermediate | N*m | [[-3.82857477e+06] [ 4.14735143e+08] [-2.66419447e+04]]
fixedse.transition_piece_I | output | kg*m**2 | [1510748.15537653 1510748.15537653 3021496.31075307 0. 0. 0. ]
fixedse.gravity_foundation_I | output | kg*m**2 | [0. 0. 0. 0. 0. 0.]
fixedse.transition_piece_height | output | m | [15.]
fixedse.suctionpile_depth | output | m | [20.]
fixedse.turbine_mass | intermediate | kg | [1581097.25777386]
fixedse.turbine_cg | intermediate | m | [-3.60064035e+00 -5.69287509e-02 8.62104756e+01]
fixedse.turbine_I | intermediate | kg*m**2 | [1.65129936e+10 1.64229065e+10 3.09537969e+08 8.29523117e+02 1.20096740e+07 1.62194057e+05]
fixedse.rna_mass | intermediate | kg | [633601.45688065]
fixedse.rna_I | intermediate | kg*m**2 | [3.81734977e+08 2.91647955e+08 2.82325810e+08 8.29523117e+02 1.20096740e+07 1.62194057e+05]
fixedse.rna_cg | intermediate | m | [-8.98508442 -0.14206074 4.07673186]
fixedse.Px | output | N/m | [[0.] [0.] [0.] [0.] [0.] [0.] [0.] [0.] [0.] [0.] [0.] [0.] [0.] [0.] [0.] [0.] [0.] [0.] [0.]]
fixedse.Py | output | N/m | [[0.] [0.] [0.] [0.] [0.] [0.] [0.] [0.] [0.] [0.] [0.] [0.] [0.] [0.] [0.] [0.] [0.] [0.] [0.]]
fixedse.Pz | output | N/m | [[ 0. ] [ 0. ] [ 0. ] [ -47890.02391368] [ -49450.75343987] [ -54250.77719548] [ -62658.54443082] [ -66367.87798292] [ -70583.3819735 ] [ -75344.90870151] [ -86702.26985882] [-100922.44868576] [-118687.69737032] [ -815.11519375] [ -963.22520468] [ -1063.41634187] [ -1104.50910357] [ -1141.54771364] [ -1175.38096548]]
fixedse.tower_Px | intermediate | N/m | [[0.] [0.] [0.] [0.] [0.] [0.] [0.] [0.] [0.] [0.] [0.] [0.] [0.]]
fixedse.tower_Py | intermediate | N/m | [[0.] [0.] [0.] [0.] [0.] [0.] [0.] [0.] [0.] [0.] [0.] [0.] [0.]]
fixedse.tower_Pz | intermediate | N/m | [[-1175.38096494] [-1343.32634324] [-1466.93822367] [-1567.08585356] [-1685.56726354] [-1785.26196876] [-1872.15969291] [-1826.94599469] [-1776.64643329] [-1722.28682306] [-1510.18444437] [-1306.45902751] [-1106.41855772]]
fixedse.post.cylinder_Fz | intermediate | N | [[-26897243.03252533] [-26042003.77679062] [-25028727.44599571] [-23701364.12320772] [-22358258.04054121] [-20982462.68120463] [-20556263.74507669] [-20123528.58153135] [-19683389.09108057] [-18808959.33186939] [-17892329.39196719] [-16922926.25199554] [-16175841.99081109] [-15623003.1058972 ] [-15069754.52389439] [-14787369.7350611 ] [-14504920.48786755] [-14222412.77141755]]
fixedse.post.cylinder_Vx | intermediate | N | [[ -6241432.48801953] [-12159660.88676617] [-10980795.29097858] [ 3180334.81233185] [ 3180548.283136 ] [ 3180773.93430165] [ 3179999.2164881 ] [ 3180028.69721929] [ 3180059.53913517] [ 3180593.40939503] [ 3180739.35678613] [ 3180905.87943223] [ 3180789.66755993] [ 3180465.78706536] [ 3180526.22051046] [ 3180088.65161124] [ 3180103.13602636] [ 3180117.42240247]]
fixedse.post.cylinder_Vy | intermediate | N | [[ -58929.79389408] [-114529.82453326] [-102505.52986048] [ 32482.064973 ] [ 32484.07695307] [ 32486.19911258] [ 32478.87299374] [ 32479.14953028] [ 32479.4386599 ] [ 32484.47075418] [ 32485.83658156] [ 32487.39338878] [ 32486.28880145] [ 32483.2340542 ] [ 32483.79213058] [ 32479.68232066] [ 32479.81550826] [ 32479.94667908]]
fixedse.post.cylinder_Mxx | intermediate | N*m | [[ -861740.85405108] [-2472261.56706409] [-4138361.07624716] [-4897639.48181876] [-4733657.79051666] [-4569454.50986136] [-4514690.1520872 ] [-4459905.07808192] [-4405100.59053527] [-4295421.0202354 ] [-4185678.4859636 ] [-4075891.6444401 ] [-3966072.95047898] [-3856212.88983059] [-3746304.10091618] [-3691342.69680304] [-3636374.04602467] [-3581399.2372972 ]]
fixedse.post.cylinder_Myy | intermediate | N*m | [[9.09602777e+07] [2.61303052e+08] [4.38234979e+08] [5.19739698e+08] [5.03671991e+08] [4.87580638e+08] [4.82213640e+08] [4.76844417e+08] [4.71473105e+08] [4.60722897e+08] [4.49965858e+08] [4.39203957e+08] [4.28438514e+08] [4.17668485e+08] [4.06893076e+08] [4.01504551e+08] [3.96115204e+08] [3.90725150e+08]]
fixedse.post.cylinder_Mzz | intermediate | N*m | [[ -4201.65689637] [ -9275.06039514] [-16272.86602147] [-26644.90507216] [-26644.74805782] [-26644.58918293] [-26644.75553124] [-26644.69844652] [-26644.64048602] [-26644.72246378] [-26644.59906283] [-26644.4697063 ] [-26644.58107522] [-26644.46467901] [-26644.378547 ] [-26644.24512698] [-26644.20201715] [-26644.15889762]]
fixedse.post_monopile_tower.z_full | intermediate | m | [-50. -43.33333333 -36.66666667 -30. -25. -20. -15. -13.33333333 -11.66666667 -10. -6.66666667 -3.33333333 0. 3.33333333 6.66666667 10. 11.66666667 13.33333333 15. 25.55596737 36.11193473 46.6679021 61.74785548 76.82780886 91.90776224 100.95573427 110.00370629 119.05167832 127.49645221 135.94122611 144.386 ]
fixedse.post_monopile_tower.outer_diameter_full | intermediate | m | [10.99395256 10.99395248 10.99395239 10.99395231 10.99395224 10.99395218 10.99395211 10.99389293 10.99383376 10.99377458 10.99372567 10.99367676 10.99362785 10.99362785 10.99362784 10.99362784 10.99362783 10.99362782 10.99362781 10.99362787 10.99362792 10.99362798 10.99362799 10.993628 10.993628 10.55345797 10.11328793 9.6731179 8.45486987 7.23662184 6.01837381]
fixedse.post_monopile_tower.t_full | intermediate | m | [0.0455716 0.0455716 0.0455716 0.07741373 0.07741373 0.07741373 0.06829416 0.06829416 0.06829416 0.06480883 0.06480883 0.06480883 0.05867553 0.05867553 0.05867553 0.05988659 0.05988659 0.05988659 0.04756079 0.04756079 0.04756079 0.02730108 0.02730108 0.02730108 0.01285149 0.01285149 0.01285149 0.01262625 0.01262625 0.01262625]
fixedse.post_monopile_tower.bending_height | intermediate | m | [174.386]
fixedse.post_monopile_tower.E_full | intermediate | Pa | [2.e+11 2.e+11 2.e+11 2.e+11 2.e+11 2.e+11 2.e+11 2.e+11 2.e+11 2.e+11 2.e+11 2.e+11 2.e+11 2.e+11 2.e+11 2.e+11 2.e+11 2.e+11 2.e+11 2.e+11 2.e+11 2.e+11 2.e+11 2.e+11 2.e+11 2.e+11 2.e+11 2.e+11 2.e+11 2.e+11]
fixedse.post_monopile_tower.G_full | intermediate | Pa | [7.93e+10 7.93e+10 7.93e+10 7.93e+10 7.93e+10 7.93e+10 7.93e+10 7.93e+10 7.93e+10 7.93e+10 7.93e+10 7.93e+10 7.93e+10 7.93e+10 7.93e+10 7.93e+10 7.93e+10 7.93e+10 7.93e+10 7.93e+10 7.93e+10 7.93e+10 7.93e+10 7.93e+10 7.93e+10 7.93e+10 7.93e+10 7.93e+10 7.93e+10 7.93e+10]
fixedse.post_monopile_tower.rho_full | intermediate | kg/m**3 | [7800. 7800. 7800. 7800. 7800. 7800. 7800. 7800. 7800. 7800. 7800. 7800. 7800. 7800. 7800. 7800. 7800. 7800. 7800. 7800. 7800. 7800. 7800. 7800. 7800. 7800. 7800. 7800. 7800. 7800.]
fixedse.post_monopile_tower.sigma_y_full | intermediate | Pa | [3.45e+08 3.45e+08 3.45e+08 3.45e+08 3.45e+08 3.45e+08 3.45e+08 3.45e+08 3.45e+08 3.45e+08 3.45e+08 3.45e+08 3.45e+08 3.45e+08 3.45e+08 3.45e+08 3.45e+08 3.45e+08 3.45e+08 3.45e+08 3.45e+08 3.45e+08 3.45e+08 3.45e+08 3.45e+08 3.45e+08 3.45e+08 3.45e+08 3.45e+08 3.45e+08]
fixedse.post_monopile_tower.section_A | intermediate | m**2 | [1.67717279 1.67717278 1.67717276 2.84077347 2.84077345 2.84077343 2.50820836 2.50819477 2.50818119 2.38092625 2.3809156 2.38090494 2.15678845 2.15678845 2.15678845 2.20106086 2.20106086 2.20106086 1.750011 1.75001101 1.75001102 1.00640929 1.00640929 1.00640929 0.4648654 0.44584991 0.42683442 0.38416896 0.33246262 0.28075628]
fixedse.post_monopile_tower.section_Asx | intermediate | m**2 | [0.95350372 0.95350372 0.95350371 1.61718175 1.61718174 1.61718173 1.42731204 1.42730433 1.42729662 1.35468338 1.35467733 1.35467129 1.22684058 1.22684058 1.22684057 1.25208717 1.25208717 1.25208717 0.99499535 0.99499536 0.99499536 0.57173443 0.57173443 0.57173443 0.26393559 0.25314489 0.2423542 0.21813805 0.18879635 0.15945468]
fixedse.post_monopile_tower.section_Asy | intermediate | m**2 | [0.95350372 0.95350372 0.95350371 1.61718175 1.61718174 1.61718173 1.42731204 1.42730433 1.42729662 1.35468338 1.35467733 1.35467129 1.22684058 1.22684058 1.22684057 1.25208717 1.25208717 1.25208717 0.99499535 0.99499536 0.99499536 0.57173443 0.57173443 0.57173443 0.26393559 0.25314489 0.2423542 0.21813805 0.18879635 0.15945468]
fixedse.post_monopile_tower.section_Ixx | intermediate | kg*m**2 | [25.13015364 25.13015305 25.13015246 42.31928876 42.31928801 42.31928726 37.42686411 37.42625597 37.42564784 35.54900211 35.54852486 35.54804761 32.23768551 32.23768547 32.23768542 32.89218137 32.8921813 32.89218122 26.21049359 26.21049401 26.21049444 15.12898243 15.12898245 15.12898248 6.72849938 5.93611975 5.20852756 3.93424627 2.54990197 1.53562055]
fixedse.post_monopile_tower.section_Iyy | intermediate | kg*m**2 | [25.13015364 25.13015305 25.13015246 42.31928876 42.31928801 42.31928726 37.42686411 37.42625597 37.42564784 35.54900211 35.54852486 35.54804761 32.23768551 32.23768547 32.23768542 32.89218137 32.8921813 32.89218122 26.21049359 26.21049401 26.21049444 15.12898243 15.12898245 15.12898248 6.72849938 5.93611975 5.20852756 3.93424627 2.54990197 1.53562055]
fixedse.post_monopile_tower.section_J0 | intermediate | kg*m**2 | [50.26030729 50.26030611 50.26030493 84.63857752 84.63857602 84.63857452 74.85372823 74.85251194 74.85129567 71.09800421 71.09704971 71.09609522 64.47537103 64.47537094 64.47537085 65.78436275 65.78436259 65.78436244 52.42098717 52.42098803 52.42098889 30.25796485 30.2579649 30.25796495 13.45699877 11.87223949 10.41705512 7.86849254 5.09980394 3.07124111]
fixedse.post_monopile_tower.cylinder_Fz | intermediate | N | [[-2.68972430e+07] [-2.60420038e+07] [-2.50287274e+07] [-2.37013641e+07] [-2.23582580e+07] [-2.09824627e+07] [-2.05562637e+07] [-2.01235286e+07] [-1.96833891e+07] [-1.88089593e+07] [-1.78923294e+07] [-1.69229263e+07] [-1.61758420e+07] [-1.56230031e+07] [-1.50697545e+07] [-1.47873697e+07] [-1.45049205e+07] [-1.42224128e+07] [-1.18165039e+07] [-1.03903504e+07] [-8.96267351e+06] [-7.77917678e+06] [-6.59404807e+06] [-5.40729077e+06] [-5.06918901e+06] [-4.74406065e+06] [-4.43252019e+06] [-4.16974573e+06] [-3.94148410e+06] [-3.09955794e-09]]
fixedse.post_monopile_tower.cylinder_Vx | intermediate | N | [[-6.24143249e+06] [-1.21596609e+07] [-1.09807953e+07] [ 3.18033481e+06] [ 3.18054828e+06] [ 3.18077393e+06] [ 3.17999922e+06] [ 3.18002870e+06] [ 3.18005954e+06] [ 3.18059341e+06] [ 3.18073936e+06] [ 3.18090588e+06] [ 3.18078967e+06] [ 3.18046579e+06] [ 3.18052622e+06] [ 3.18008865e+06] [ 3.18010314e+06] [ 3.18011742e+06] [ 3.18257611e+06] [ 3.18308934e+06] [ 3.18355673e+06] [ 3.18347587e+06] [ 3.18418813e+06] [ 3.18475816e+06] [ 3.18121603e+06] [ 3.18128610e+06] [ 3.18132128e+06] [ 3.18112050e+06] [ 3.18096248e+06] [ 1.14967433e+03]]
fixedse.post_monopile_tower.cylinder_Vy | intermediate | N | [[-5.89297939e+04] [-1.14529825e+05] [-1.02505530e+05] [ 3.24820650e+04] [ 3.24840770e+04] [ 3.24861991e+04] [ 3.24788730e+04] [ 3.24791495e+04] [ 3.24794387e+04] [ 3.24844708e+04] [ 3.24858366e+04] [ 3.24873934e+04] [ 3.24862888e+04] [ 3.24832341e+04] [ 3.24837921e+04] [ 3.24796823e+04] [ 3.24798155e+04] [ 3.24799467e+04] [ 3.25029090e+04] [ 3.25075629e+04] [ 3.25117461e+04] [ 3.25107223e+04] [ 3.25167903e+04] [ 3.25214050e+04] [ 3.24893956e+04] [ 3.24897238e+04] [ 3.24896793e+04] [ 3.24875860e+04] [ 3.24857440e+04] [ 8.64325387e+00]]
fixedse.post_monopile_tower.cylinder_Mxx | intermediate | N*m | [[-8.61740854e+05] [-2.47226157e+06] [-4.13836108e+06] [-4.89763948e+06] [-4.73365779e+06] [-4.56945451e+06] [-4.51469015e+06] [-4.45990508e+06] [-4.40510059e+06] [-4.29542102e+06] [-4.18567849e+06] [-4.07589164e+06] [-3.96607295e+06] [-3.85621289e+06] [-3.74630410e+06] [-3.69134270e+06] [-3.63637405e+06] [-3.58139924e+06] [-3.23312141e+06] [-2.88461629e+06] [-2.53616199e+06] [-2.03828348e+06] [-1.54028420e+06] [-1.04278243e+06] [-7.44774536e+05] [-4.46785199e+05] [-1.48905187e+05] [ 1.28926891e+05] [ 4.06485247e+05] [-1.31016230e-04]]
fixedse.post_monopile_tower.cylinder_Myy | intermediate | N*m | [[ 9.09602777e+07] [ 2.61303052e+08] [ 4.38234979e+08] [ 5.19739698e+08] [ 5.03671991e+08] [ 4.87580638e+08] [ 4.82213640e+08] [ 4.76844417e+08] [ 4.71473105e+08] [ 4.60722897e+08] [ 4.49965858e+08] [ 4.39203957e+08] [ 4.28438514e+08] [ 4.17668485e+08] [ 4.06893076e+08] [ 4.01504551e+08] [ 3.96115204e+08] [ 3.90725150e+08] [ 3.56575814e+08] [ 3.22399492e+08] [ 2.88225906e+08] [ 2.39390392e+08] [ 1.90531410e+08] [ 1.41716757e+08] [ 1.12476102e+08] [ 8.32282998e+07] [ 5.39820006e+07] [ 2.66946358e+07] [-5.79762301e+05] [ 1.74277790e-02]]
fixedse.post_monopile_tower.cylinder_Mzz | intermediate | N*m | [[-4.20165690e+03] [-9.27506040e+03] [-1.62728660e+04] [-2.66449051e+04] [-2.66447481e+04] [-2.66445892e+04] [-2.66447555e+04] [-2.66446984e+04] [-2.66446405e+04] [-2.66447225e+04] [-2.66445991e+04] [-2.66444697e+04] [-2.66445811e+04] [-2.66444647e+04] [-2.66443785e+04] [-2.66442451e+04] [-2.66442020e+04] [-2.66441589e+04] [-2.66444871e+04] [-2.66442134e+04] [-2.66439396e+04] [-2.66449370e+04] [-2.66445419e+04] [-2.66441462e+04] [-2.66458532e+04] [-2.66457651e+04] [-2.66456793e+04] [-2.66458216e+04] [-2.66461590e+04] [ 1.22143225e-11]]
fixedse.post_monopile_tower.qdyn | intermediate | Pa | [[0.00000000e+00] [0.00000000e+00] [0.00000000e+00] [3.11498549e+05] [2.61560204e+05] [2.12283107e+05] [1.63738649e+05] [1.47740077e+05] [1.31842681e+05] [1.16053604e+05] [8.48339892e+04] [5.41599074e+04] [2.41313517e+04] [1.05912368e+02] [1.25081730e+02] [1.37865557e+02] [1.43061578e+02] [1.47720605e+02] [1.51955940e+02] [1.72684731e+02] [1.87625543e+02] [1.99535497e+02] [2.13405217e+02] [2.24895211e+02] [2.34779572e+02] [2.40130441e+02] [2.45128347e+02] [2.49822935e+02] [2.53965851e+02] [2.57905179e+02] [2.61662689e+02]]
fixedse.monopile_height | intermediate | m | [65.]
fixedse.tower_foundation_height | intermediate | m | [15.]
fixedse.monopile_foundation_height | intermediate | m | [-50.]
fixedse.soil.d0 | intermediate | m | [10.99395256]
rotorse.r | intermediate | m | [ 3.97 8.00944801 12.04889602 16.08834403 20.12779205 24.16724006 28.20668807 32.24613608 36.28558409 40.3250321 44.36448011 48.40392813 52.44337614 56.48282415 60.52227216 64.56172017 68.60116818 72.64061619 76.68006421 80.71951222 84.75896023 88.79840824 92.83785625 96.87730426 100.91675227 104.95620029 108.9956483 113.03509631 117.07454432 121.11399233] | radial locations where blade is defined (should be increasing and not go all the way to hub or tip)
rotorse.chord | intermediate | m | [5.2 5.43227785 5.58965873 5.68664729 5.73774817 5.75746602 5.75681708 5.64319217 5.40507306 5.09031327 4.74676632 4.42228577 4.15080252 3.8493514 3.52860555 3.23019025 2.99573081 2.86685253 2.85538776 2.86166632 2.87115409 2.88138246 2.88988278 2.89418643 2.829469 2.58553281 2.19442033 1.69232904 1.11545644 0.5 ] | chord length at each section
rotorse.ccblade.theta_in | intermediate | rad | [ 0.2721763 0.25236537 0.23218033 0.21163042 0.19072484 0.1694728 0.14781485 0.12392579 0.09832536 0.07282455 0.04923432 0.02936566 0.01443578 0.00051819 -0.01261772 -0.0239116 -0.03230312 -0.03673195 -0.0365374 -0.03329801 -0.02840284 -0.02312557 -0.01873987 -0.01651942 -0.01646099 -0.01660377 -0.01703641 -0.01791993 -0.01941537 -0.02168376] | twist angle at each section (positive decreases angle of attack)
rotorse.airfoils_cl | intermediate |  | [[[[ 1.00000000e-04] [ 1.00000000e-04] [ 1.00000000e-04]] [[ 1.00000000e-04] [ 1.00000000e-04] [ 1.00000000e-04]] [[ 1.00000000e-04] [ 1.00000000e-04] [ 1.00000000e-04]] ... [[ 1.00000000e-04] [ 1.00000000e-04] [ 1.00000000e-04]] [[ 1.00000000e-04] [ 1.00000000e-04] [ 1.00000000e-04]] [[ 1.00000000e-04] [ 1.00000000e-04] [ 1.00000000e-04]]] [[[ 9.83423424e-05] [ 9.83423424e-05] [ 9.83423424e-05]] [[ 9.51605687e-03] [ 9.51605687e-03] [ 9.51605687e-03]] [[ 1.91408306e-02] [ 1.91408306e-02] [ 1.91408306e-02]] ... [[-1.89403741e-02] [-1.89403741e-02] [-1.89403741e-02]] [[-9.31977220e-03] [-9.31977220e-03] [-9.31977220e-03]] [[ 1.01376167e-04] [ 1.01376167e-04] [ 1.01376167e-04]]] [[[-4.18326829e-05] [-4.18326829e-05] [-4.18326829e-05]] [[ 7.25598792e-02] [ 7.25598792e-02] [ 7.25598792e-02]] [[ 1.46382470e-01] [ 1.46382470e-01] [ 1.46382470e-01]] ... [[-1.46199491e-01] [-1.46199491e-01] [-1.46199491e-01]] [[-7.24048050e-02] [-7.24048050e-02] [-7.24048050e-02]] [[ 2.19074326e-04] [ 2.19074326e-04] [ 2.19074326e-04]]] ... [[[-2.29221546e-03] [-2.29221546e-03] [-2.29221546e-03]] [[ 7.10715368e-02] [ 7.10715368e-02] [ 7.10715368e-02]] [[ 1.41815725e-01] [ 1.41815725e-01] [ 1.41815725e-01]] ... [[-1.41815756e-01] [-1.41815756e-01] [-1.41815756e-01]] [[-7.10715368e-02] [-7.10715368e-02] [-7.10715368e-02]] [[ 2.29221546e-03] [ 2.29221546e-03] [ 2.29221546e-03]]] [[[-2.29221546e-03] [-2.29221546e-03] [-2.29221546e-03]] [[ 7.10715368e-02] [ 7.10715368e-02] [ 7.10715368e-02]] [[ 1.41815725e-01] [ 1.41815725e-01] [ 1.41815725e-01]] ... [[-1.41815756e-01] [-1.41815756e-01] [-1.41815756e-01]] [[-7.10715368e-02] [-7.10715368e-02] [-7.10715368e-02]] [[ 2.29221546e-03] [ 2.29221546e-03] [ 2.29221546e-03]]] [[[-2.29221546e-03] [-2.29221546e-03] [-2.29221546e-03]] [[ 7.10715368e-02] [ 7.10715368e-02] [ 7.10715368e-02]] [[ 1.41815725e-01] [ 1.41815725e-01] [ 1.41815725e-01]] ... [[-1.41815756e-01] [-1.41815756e-01] [-1.41815756e-01]] [[-7.10715368e-02] [-7.10715368e-02] [-7.10715368e-02]] [[ 2.29221546e-03] [ 2.29221546e-03] [ 2.29221546e-03]]]] | lift coefficients, spanwise
rotorse.airfoils_cd | intermediate |  | [[[[0.35 ] [0.35 ] [0.35 ]] [[0.35 ] [0.35 ] [0.35 ]] [[0.35 ] [0.35 ] [0.35 ]] ... [[0.35 ] [0.35 ] [0.35 ]] [[0.35 ] [0.35 ] [0.35 ]] [[0.35 ] [0.35 ] [0.35 ]]] [[[0.34034092] [0.34034092] [0.34034092]] [[0.34026441] [0.34026441] [0.34026441]] [[0.34002629] [0.34002629] [0.34002629]] ... [[0.34002629] [0.34002629] [0.34002629]] [[0.34026441] [0.34026441] [0.34026441]] [[0.34034092] [0.34034092] [0.34034092]]] [[[0.26353982] [0.26353982] [0.26353982]] [[0.26298696] [0.26298696] [0.26298696]] [[0.26125469] [0.26125469] [0.26125469]] ... [[0.26125469] [0.26125469] [0.26125469]] [[0.26298696] [0.26298696] [0.26298696]] [[0.26353982] [0.26353982] [0.26353982]]] ... [[[0.02464074] [0.02464074] [0.02464074]] [[0.0258057 ] [0.0258057 ] [0.0258057 ]] [[0.02942872] [0.02942872] [0.02942872]] ... [[0.02942872] [0.02942872] [0.02942872]] [[0.0258057 ] [0.0258057 ] [0.0258057 ]] [[0.02464074] [0.02464074] [0.02464074]]] [[[0.02464074] [0.02464074] [0.02464074]] [[0.0258057 ] [0.0258057 ] [0.0258057 ]] [[0.02942872] [0.02942872] [0.02942872]] ... [[0.02942872] [0.02942872] [0.02942872]] [[0.0258057 ] [0.0258057 ] [0.0258057 ]] [[0.02464074] [0.02464074] [0.02464074]]] [[[0.02464074] [0.02464074] [0.02464074]] [[0.0258057 ] [0.0258057 ] [0.0258057 ]] [[0.02942872] [0.02942872] [0.02942872]] ... [[0.02942872] [0.02942872] [0.02942872]] [[0.0258057 ] [0.0258057 ] [0.0258057 ]] [[0.02464074] [0.02464074] [0.02464074]]]] | drag coefficients, spanwise
rotorse.airfoils_cm | intermediate |  | [[[[-1.00000000e-04] [-1.00000000e-04] [-1.00000000e-04]] [[-1.00000000e-04] [-1.00000000e-04] [-1.00000000e-04]] [[-1.00000000e-04] [-1.00000000e-04] [-1.00000000e-04]] ... [[-1.00000000e-04] [-1.00000000e-04] [-1.00000000e-04]] [[-1.00000000e-04] [-1.00000000e-04] [-1.00000000e-04]] [[-1.00000000e-04] [-1.00000000e-04] [-1.00000000e-04]]] [[[-1.01356524e-04] [-1.01356524e-04] [-1.01356524e-04]] [[ 8.11500431e-03] [ 8.11500431e-03] [ 8.11500431e-03]] [[ 1.30419982e-02] [ 1.30419982e-02] [ 1.30419982e-02]] ... [[-1.15877923e-02] [-1.15877923e-02] [-1.15877923e-02]] [[-7.08034885e-03] [-7.08034885e-03] [-7.08034885e-03]] [[-9.84580666e-05] [-9.84580666e-05] [-9.84580666e-05]]] [[[-2.20282711e-04] [-2.20282711e-04] [-2.20282711e-04]] [[ 6.69385521e-02] [ 6.69385521e-02] [ 6.69385521e-02]] [[ 1.11914570e-01] [ 1.11914570e-01] [ 1.11914570e-01]] ... [[-1.00582323e-01] [-1.00582323e-01] [-1.00582323e-01]] [[-6.06728852e-02] [-6.06728852e-02] [-6.06728852e-02]] [[ 3.85111946e-05] [ 3.85111946e-05] [ 3.85111946e-05]]] ... [[[-3.87920021e-03] [-3.87920021e-03] [-3.87920021e-03]] [[ 1.20276966e-01] [ 1.20276966e-01] [ 1.20276966e-01]] [[ 2.39999947e-01] [ 2.39999947e-01] [ 2.39999947e-01]] ... [[-2.99999999e-01] [-2.99999999e-01] [-2.99999999e-01]] [[-1.50346207e-01] [-1.50346207e-01] [-1.50346207e-01]] [[ 4.84900026e-03] [ 4.84900026e-03] [ 4.84900026e-03]]] [[[-3.87920021e-03] [-3.87920021e-03] [-3.87920021e-03]] [[ 1.20276966e-01] [ 1.20276966e-01] [ 1.20276966e-01]] [[ 2.39999947e-01] [ 2.39999947e-01] [ 2.39999947e-01]] ... [[-2.99999999e-01] [-2.99999999e-01] [-2.99999999e-01]] [[-1.50346207e-01] [-1.50346207e-01] [-1.50346207e-01]] [[ 4.84900026e-03] [ 4.84900026e-03] [ 4.84900026e-03]]] [[[-3.87920021e-03] [-3.87920021e-03] [-3.87920021e-03]] [[ 1.20276966e-01] [ 1.20276966e-01] [ 1.20276966e-01]] [[ 2.39999947e-01] [ 2.39999947e-01] [ 2.39999947e-01]] ... [[-2.99999999e-01] [-2.99999999e-01] [-2.99999999e-01]] [[-1.50346207e-01] [-1.50346207e-01] [-1.50346207e-01]] [[ 4.84900026e-03] [ 4.84900026e-03] [ 4.84900026e-03]]]] | moment coefficients, spanwise
rotorse.Rhub | intermediate | m | [3.97] | hub radius
rotorse.Rtip | intermediate | m | [121.11399233] | tip radius
rotorse.ccblade.rthick | intermediate |  | [1. 0.98574825 0.86454545 0.68632751 0.5327892 0.45540856 0.39835906 0.36233624 0.34602611 0.33536612 0.32534835 0.31640414 0.30784348 0.29833481 0.28751318 0.27634816 0.26575714 0.25541929 0.24561066 0.23638575 0.22613261 0.21694509 0.21151679 0.211 0.211 0.211 0.211 0.211 0.211 0.211 ] | 1D array of the relative thicknesses of the blade defined along span.
rotorse.precurve | intermediate | m | [ 0.00000000e+00 3.48488731e-02 8.35849537e-02 1.39221829e-01 1.91500748e-01 2.30939940e-01 2.49056478e-01 2.49556450e-01 2.46144107e-01 2.40410508e-01 2.32895278e-01 2.16929943e-01 1.75665546e-01 1.00176811e-01 -4.58517075e-04 -1.13006389e-01 -2.44050977e-01 -4.16510188e-01 -6.21633422e-01 -8.46385439e-01 -1.08030800e+00 -1.33007939e+00 -1.60264478e+00 -1.89518421e+00 -2.20238659e+00 -2.52341668e+00 -2.86414227e+00 -3.22562784e+00 -3.60522070e+00 -4.00000000e+00] | precurve at each section
rotorse.precurveTip | intermediate | m | [-4.] | precurve at tip
rotorse.presweep | intermediate | m | [0. 0. 0. 0. 0. 0. 0. 0. 0. 0. 0. 0. 0. 0. 0. 0. 0. 0. 0. 0. 0. 0. 0. 0. 0. 0. 0. 0. 0. 0.] | presweep at each section
rotorse.presweepTip | intermediate | m | [0.] | presweep at tip
rotorse.hub_height | intermediate | m | [150.] | hub height
rotorse.rc.blade_length | intermediate | m | [117.29260579] | blade length
rotorse.rc.s | intermediate |  | [0. 0.03448276 0.06896552 0.10344828 0.13793103 0.17241379 0.20689655 0.24137931 0.27586207 0.31034483 0.34482759 0.37931034 0.4137931 0.44827586 0.48275862 0.51724138 0.55172414 0.5862069 0.62068966 0.65517241 0.68965517 0.72413793 0.75862069 0.79310345 0.82758621 0.86206897 0.89655172 0.93103448 0.96551724 1. ] | blade nondimensional span location
rotorse.rc.chord | intermediate | m | [5.2 5.43227785 5.58965873 5.68664729 5.73774817 5.75746602 5.75681708 5.64319217 5.40507306 5.09031327 4.74676632 4.42228577 4.15080252 3.8493514 3.52860555 3.23019025 2.99573081 2.86685253 2.85538776 2.86166632 2.87115409 2.88138246 2.88988278 2.89418643 2.829469 2.58553281 2.19442033 1.69232904 1.11545644 0.5 ] | Chord distribution
rotorse.rc.coord_xy_interp | intermediate |  | [[[ 1.00000000e+00 -5.22829393e-16] [ 9.99429684e-01 -2.22597407e-02] [ 9.98063018e-01 -4.44580349e-02] ... [ 9.98120489e-01 4.38394581e-02] [ 9.99443038e-01 2.19496514e-02] [ 1.00000000e+00 -5.26828685e-16]] [[ 1.00000000e+00 1.60273967e-05] [ 9.99119395e-01 -2.22327527e-02] [ 9.96373964e-01 -4.41439934e-02] ... [ 9.97194605e-01 4.38444411e-02] [ 9.99427080e-01 2.18389134e-02] [ 1.00000000e+00 1.60273967e-05]] [[ 1.00000000e+00 1.18124776e-04] [ 9.95884445e-01 -2.12086293e-02] [ 9.83115257e-01 -4.00231086e-02] ... [ 9.89037485e-01 4.30329377e-02] [ 9.98106884e-01 2.10433601e-02] [ 1.00000000e+00 1.18124776e-04]] ... [[ 1.00000000e+00 -3.71663624e-04] [ 9.76017568e-01 2.09740027e-03] [ 9.52031329e-01 3.99388323e-03] ... [ 9.52381403e-01 9.07315534e-03] [ 9.76165313e-01 4.93304949e-03] [ 1.00000000e+00 9.38336381e-04]] [[ 1.00000000e+00 -3.71663624e-04] [ 9.76017568e-01 2.09740027e-03] [ 9.52031329e-01 3.99388323e-03] ... [ 9.52381403e-01 9.07315534e-03] [ 9.76165313e-01 4.93304949e-03] [ 1.00000000e+00 9.38336381e-04]] [[ 1.00000000e+00 -3.71663624e-04] [ 9.76017568e-01 2.09740027e-03] [ 9.52031329e-01 3.99388323e-03] ... [ 9.52381403e-01 9.07315534e-03] [ 9.76165313e-01 4.93304949e-03] [ 1.00000000e+00 9.38336381e-04]]] | 3D array of the non-dimensional x and y airfoil coordinates of the airfoils interpolated along span for n_span stations.
rotorse.rc.web_start_nd | intermediate |  | [[0.20528324 0.21575076 0.22454722 0.26256039 0.28452359 0.30415671 0.32075849 0.33291882 0.34474908 0.35136556 0.3575722 0.36585848 0.37274288 0.37911392 0.3876038 0.3949388 0.39984261 0.40319321 0.40354289 0.40284034 0.40131932 0.39909834 0.39648007 0.39374561 0.39221472 0.39434468 0.40195939 0.4204784 0.44451398 0.30906614] [0.20528324 0.21575076 0.22454722 0.21491167 0.23380154 0.25177617 0.26704524 0.27726917 0.28565514 0.28855687 0.29019899 0.29279707 0.29459568 0.29466386 0.29463795 0.29287812 0.28956771 0.28744208 0.28680849 0.2861055 0.28454857 0.28232007 0.27979845 0.27720889 0.27296909 0.26369763 0.24765135 0.21942736 0.16049632 0.30906614]] | 2D array of the non-dimensional start point defined along the outer profile of a web. The TE suction side is 0, the TE pressure side is 1. The first dimension represents each web, the second dimension represents each entry along blade span.
rotorse.rc.web_end_nd | intermediate |  | [[0.70808026 0.70422925 0.70496507 0.67991459 0.67139658 0.66200572 0.65501308 0.64991754 0.64304502 0.64139074 0.63903988 0.63363489 0.6289778 0.62467863 0.61750546 0.61132295 0.60699466 0.6033566 0.60243545 0.60236734 0.60255407 0.60330944 0.60497388 0.60748116 0.60902317 0.60688344 0.5992077 0.58041391 0.55568362 0.69290016] [0.70808026 0.70422925 0.70496507 0.728237 0.72315839 0.7150706 0.70936397 0.70634992 0.70273992 0.70434002 0.70663406 0.7066164 0.70707947 0.7089292 0.71021654 0.71322562 0.71703962 0.71893301 0.71903104 0.71916644 0.71947342 0.72023237 0.72175775 0.72406784 0.72825717 0.73742627 0.75324461 0.78089381 0.83861193 0.69290016]] | 2D array of the non-dimensional end point defined along the outer profile of a web. The TE suction side is 0, the TE pressure side is 1. The first dimension represents each web, the second dimension represents each entry along blade span.
rotorse.rc.layer_thickness | intermediate | m | [[0.001 0.001 0.001 0.001 0.001 0.001 0.001 0.001 0.001 0.001 0.001 0.001 0.001 0.001 0.001 0.001 0.001 0.001 0.001 0.001 0.001 0.001 0.001 0.001 0.001 0.001 0.001 0.001 0.001 0.001 ] [0.05 0.04084471 0.0322922 0.02413744 0.01575177 0.00891175 0.00483535 0.00314821 0.00231294 0.00204055 0.00200117 0.00200006 0.002 0.002 0.002 0.002 0.002 0.002 0.002 0.002 0.002 0.002 0.002 0.002 0.00178515 0.00132421 0.00104776 0.00100289 0.001 0.001 ] [0.0001 0.01178744 0.02347489 0.03516233 0.04684977 0.05853721 0.06873964 0.07300201 0.07726438 0.08152675 0.08578912 0.09005149 0.09158274 0.08901731 0.08645187 0.08388644 0.08132101 0.07875558 0.0727831 0.06453926 0.05629542 0.04805159 0.03980775 0.03156391 0.02592685 0.02094148 0.01595611 0.01097074 0.00598537 0.001 ] [0.0001 0.01178744 0.02347489 0.03516233 0.04684977 0.05853721 0.06873964 0.07300201 0.07726438 0.08152675 0.08578912 0.09005149 0.09158274 0.08901731 0.08645187 0.08388644 0.08132101 0.07875558 0.0727831 0.06453926 0.05629542 0.04805159 0.03980775 0.03156391 0.02592685 0.02094148 0.01595611 0.01097074 0.00598537 0.001 ] [0. 0. 0. 0.00299507 0.00294581 0.00289655 0.00284729 0.00279803 0.00274877 0.00269951 0.00265025 0.00260099 0.00255172 0.00250246 0.0024532 0.00240394 0.00235468 0.00230542 0.00225616 0.0022069 0.00215764 0.00210837 0.00205911 0.00200985 0. 0. 0. 0. 0. 0. ] [0. 0. 0.00502893 0.01446535 0.02653802 0.03042122 0.03 0.03 0.03 0.03 0.03 0.03 0.03 0.03 0.03 0.03 0.02965172 0.02268622 0.01506767 0.00776364 0.00470902 0.00311823 0.00198262 0.00033044 0. 0. 0. 0. 0. 0. ] [0. 0. 0.00502893 0.01446535 0.02653802 0.03042122 0.03 0.03 0.03 0.03 0.03 0.03 0.03 0.03 0.03 0.03 0.02965172 0.02268622 0.01506767 0.00776364 0.00470902 0.00311823 0.00198262 0.00033044 0. 0. 0. 0. 0. 0. ] [0. 0. 0. 0.05972906 0.0570197 0.05431034 0.05160099 0.04889163 0.04618227 0.04347291 0.04076355 0.03805419 0.03534483 0.03263547 0.02992611 0.02721675 0.02450739 0.02179803 0.01908867 0.01637931 0.01366995 0.01096059 0.00825123 0.00554187 0. 0. 0. 0. 0. 0. ] [0. 0. 0. 0.05972906 0.0570197 0.05431034 0.05160099 0.04889163 0.04618227 0.04347291 0.04076355 0.03805419 0.03534483 0.03263547 0.02992611 0.02721675 0.02450739 0.02179803 0.01908867 0.01637931 0.01366995 0.01096059 0.00825123 0.00554187 0. 0. 0. 0. 0. 0. ] [0. 0. 0. 0.05972906 0.0570197 0.05431034 0.05160099 0.04889163 0.04618227 0.04347291 0.04076355 0.03805419 0.03534483 0.03263547 0.02992611 0.02721675 0.02450739 0.02179803 0.01908867 0.01637931 0.01366995 0.01096059 0.00825123 0.00554187 0. 0. 0. 0. 0. 0. ] [0. 0. 0. 0.05972906 0.0570197 0.05431034 0.05160099 0.04889163 0.04618227 0.04347291 0.04076355 0.03805419 0.03534483 0.03263547 0.02992611 0.02721675 0.02450739 0.02179803 0.01908867 0.01637931 0.01366995 0.01096059 0.00825123 0.00554187 0. 0. 0. 0. 0. 0. ] [0.05 0.04084471 0.0322922 0.02413744 0.01575177 0.00891175 0.00483535 0.00314821 0.00231294 0.00204055 0.00200117 0.00200006 0.002 0.002 0.002 0.002 0.002 0.002 0.002 0.002 0.002 0.002 0.002 0.002 0.00178515 0.00132421 0.00104776 0.00100289 0.001 0.001 ] [0. 0. 0. 0.00199391 0.00193306 0.00187221 0.00181136 0.00175051 0.00168966 0.0016288 0.00156795 0.0015071 0.00144625 0.0013854 0.00132454 0.00126369 0.00120284 0.00114199 0.00108114 0.00102028 0.00095943 0.00089858 0.00083773 0.00077688 0.00071602 0.00065517 0.00059432 0.00053347 0. 0. ] [0. 0. 0. 0.04284584 0.04130426 0.03976268 0.0382211 0.03667951 0.03513793 0.03359635 0.03205477 0.03051318 0.0289716 0.02743002 0.02588844 0.02434686 0.02280527 0.02126369 0.02005841 0.02 0.02 0.02 0.02 0.02 0.02 0.02 0.02 0.02 0. 0. ] [0. 0. 0. 0.00199391 0.00193306 0.00187221 0.00181136 0.00175051 0.00168966 0.0016288 0.00156795 0.0015071 0.00144625 0.0013854 0.00132454 0.00126369 0.00120284 0.00114199 0.00108114 0.00102028 0.00095943 0.00089858 0.00083773 0.00077688 0.00071602 0.00065517 0.00059432 0.00053347 0. 0. ] [0. 0. 0. 0.00199391 0.00193306 0.00187221 0.00181136 0.00175051 0.00168966 0.0016288 0.00156795 0.0015071 0.00144625 0.0013854 0.00132454 0.00126369 0.00120284 0.00114199 0.00108114 0.00102028 0.00095943 0.00089858 0.00083773 0.00077688 0.00071602 0.00065517 0.00059432 0.00053347 0. 0. ] [0. 0. 0. 0.04284584 0.04130426 0.03976268 0.0382211 0.03667951 0.03513793 0.03359635 0.03205477 0.03051318 0.0289716 0.02743002 0.02588844 0.02434686 0.02280527 0.02126369 0.02005841 0.02 0.02 0.02 0.02 0.02 0.02 0.02 0.02 0.02 0. 0. ] [0. 0. 0. 0.00199391 0.00193306 0.00187221 0.00181136 0.00175051 0.00168966 0.0016288 0.00156795 0.0015071 0.00144625 0.0013854 0.00132454 0.00126369 0.00120284 0.00114199 0.00108114 0.00102028 0.00095943 0.00089858 0.00083773 0.00077688 0.00071602 0.00065517 0.00059432 0.00053347 0. 0. ]] | 2D array of the thickness of the layers of the blade structure. The first dimension represents each layer, the second dimension represents each entry along blade span.
rotorse.rc.layer_start_nd | intermediate |  | [[0. 0. 0. 0. 0. 0. 0. 0. 0. 0. 0. 0. 0. 0. 0. 0. 0. 0. 0. 0. 0. 0. 0. 0. 0. 0. 0. 0. 0. 0. ] [0. 0. 0. 0. 0. 0. 0. 0. 0.00525852 0.01 0.01 0.01 0.01 0.01 0.01 0.01 0.01 0.01 0.01 0.01 0.01 0.01 0.01 0.01 0.01 0.01 0.01 0.01 0.01 0.01 ] [0.1777357 0.18906713 0.19629331 0.2081973 0.22659637 0.24432678 0.25940746 0.2693631 0.27725572 0.27972869 0.28069367 0.28249699 0.28359746 0.28285143 0.28172499 0.27869209 0.2743101 0.27146059 0.27074781 0.2698435 0.2682154 0.26599297 0.26350821 0.26096619 0.256418 0.24573282 0.22693006 0.19663661 0.17906648 0.16803069] [0.68053272 0.67754562 0.67671116 0.67324371 0.66444854 0.65474409 0.64754713 0.6422158 0.63473054 0.63249781 0.62948611 0.62326411 0.61792136 0.61279366 0.60454997 0.59727081 0.59184299 0.5874677 0.58648083 0.58644637 0.58663669 0.58732031 0.58888672 0.59134195 0.59247207 0.58878367 0.57813151 0.55699679 0.55020723 0.55186471] [0.49999933 0.49996543 0.49968074 0.47192806 0.46971306 0.46934413 0.46961821 0.46855428 0.46687756 0.46533388 0.46283505 0.45964474 0.4570121 0.45358614 0.44830021 0.4427291 0.43782088 0.43420587 0.43301075 0.43236492 0.43168164 0.43183892 0.43426277 0.43809792 0.49683998 0.49683998 0.49683998 0.49683998 0.49683998 0.49683998] [0. 0. 0. 0. 0. 0. 0. 0. 0. 0. 0. 0. 0. 0. 0. 0. 0. 0. 0. 0. 0. 0. 0. 0. 0. 0. 0. 0. 0. 0. ] [1. 1. 1. 0.94906814 0.94575161 0.94404371 0.94261744 0.94048686 0.93676697 0.93292958 0.92800715 0.92198358 0.91653792 0.90996899 0.90101916 0.89135809 0.88265902 0.87678985 0.87577933 0.8756292 0.87552697 0.87546727 0.8755307 0.87568724 1. 1. 1. 1. 1. 1. ] [0. 0. 0. 0.05093186 0.05424839 0.05595629 0.05738256 0.05951314 0.06323303 0.06707042 0.07199285 0.07801642 0.08346208 0.09003101 0.09898084 0.10864191 0.11734098 0.12321015 0.12422067 0.1243708 0.12447303 0.12453273 0.1244693 0.12431276 0. 0. 0. 0. 0. 0. ] [0.23283079 0.24243439 0.25280113 0.26931553 0.29169444 0.31147433 0.32826653 0.34077887 0.35313535 0.36021319 0.36708509 0.37611669 0.38375196 0.39088864 0.400502 0.40906238 0.41511927 0.41931276 0.41981262 0.41908846 0.41758303 0.41543224 0.41287137 0.4101415 0.40900531 0.41270721 0.42339971 0.44461817 0.45154908 0.45010159] [0.49999933 0.49996543 0.49968074 0.52625538 0.52757801 0.52903084 0.53082627 0.53203496 0.53432612 0.53687566 0.53962742 0.54286225 0.54603832 0.54961921 0.55387978 0.5586138 0.56298459 0.56563002 0.5655128 0.5650203 0.56424676 0.56267912 0.55948521 0.55558205 0.49683998 0.49683998 0.49683998 0.49683998 0.49683998 0.49683998] [0.7356278 0.73091288 0.73321898 0.73436195 0.72954661 0.72189163 0.71640619 0.71363157 0.71061017 0.71298231 0.71587753 0.71688381 0.71807587 0.72083087 0.72332698 0.7276411 0.73265216 0.73531987 0.73554563 0.73569132 0.73600433 0.73675959 0.73824989 0.74051726 0.74505937 0.75575807 0.77460116 0.80497835 0.82268984 0.83393561] [0. 0. 0. 0. 0. 0. 0.00414613 0.07368568 0.08 0.08 0.08 0.08 0.08 0.08 0.08 0.08 0.08 0.08 0.08 0.08 0.08 0.08 0.08 0.08 0.08 0.08 0.08 0.08 0.08 0.08 ] [0. 0. 0. 0. 0. 0. 0. 0. 0. 0. 0. 0. 0. 0. 0. 0. 0. 0. 0. 0. 0. 0. 0. 0. 0. 0. 0. 0. 0. 0. ] [0. 0. 0. 0. 0. 0. 0. 0. 0. 0. 0. 0. 0. 0. 0. 0. 0. 0. 0. 0. 0. 0. 0. 0. 0. 0. 0. 0. 0. 0. ] [0. 0. 0. 0. 0. 0. 0. 0. 0. 0. 0. 0. 0. 0. 0. 0. 0. 0. 0. 0. 0. 0. 0. 0. 0. 0. 0. 0. 0. 0. ] [0. 0. 0. 0. 0. 0. 0. 0. 0. 0. 0. 0. 0. 0. 0. 0. 0. 0. 0. 0. 0. 0. 0. 0. 0. 0. 0. 0. 0. 0. ] [0. 0. 0. 0. 0. 0. 0. 0. 0. 0. 0. 0. 0. 0. 0. 0. 0. 0. 0. 0. 0. 0. 0. 0. 0. 0. 0. 0. 0. 0. ] [0. 0. 0. 0. 0. 0. 0. 0. 0. 0. 0. 0. 0. 0. 0. 0. 0. 0. 0. 0. 0. 0. 0. 0. 0. 0. 0. 0. 0. 0. ]] | 2D array of the non-dimensional start point defined along the outer profile of a layer. The TE suction side is 0, the TE pressure side is 1. The first dimension represents each layer, the second dimension represents each entry along blade span.
rotorse.rc.layer_end_nd | intermediate |  | [[1. 1. 1. 1. 1. 1. 1. 1. 1. 1. 1. 1. 1. 1. 1. 1. 1. 1. 1. 1. 1. 1. 1. 1. 1. 1. 1. 1. 1. 1. ] [1. 1. 1. 1. 1. 1. 1. 1. 0.99474148 0.99 0.99 0.99 0.99 0.99 0.99 0.99 0.99 0.99 0.99 0.99 0.99 0.99 0.99 0.99 0.99 0.99 0.99 0.99 0.99 0.99 ] [0.23283079 0.24243439 0.25280113 0.26931553 0.29169444 0.31147433 0.32826653 0.34077887 0.35313535 0.36021319 0.36708509 0.37611669 0.38375196 0.39088864 0.400502 0.40906238 0.41511927 0.41931276 0.41981262 0.41908846 0.41758303 0.41543224 0.41287137 0.4101415 0.40900531 0.41270721 0.42339971 0.44461817 0.45154908 0.45010159] [0.7356278 0.73091288 0.73321898 0.73436195 0.72954661 0.72189163 0.71640619 0.71363157 0.71061017 0.71298231 0.71587753 0.71688381 0.71807587 0.72083087 0.72332698 0.7276411 0.73265216 0.73531987 0.73554563 0.73569132 0.73600433 0.73675959 0.73824989 0.74051726 0.74505937 0.75575807 0.77460116 0.80497835 0.82268984 0.83393561] [0.49999933 0.49996543 0.49968074 0.52625538 0.52757801 0.52903084 0.53082627 0.53203496 0.53432612 0.53687566 0.53962742 0.54286225 0.54603832 0.54961921 0.55387978 0.5586138 0.56298459 0.56563002 0.5655128 0.5650203 0.56424676 0.56267912 0.55948521 0.55558205 0.49683998 0.49683998 0.49683998 0.49683998 0.49683998 0.49683998] [0. 0. 0. 0.05093186 0.05424839 0.05595629 0.05738256 0.05951314 0.06323303 0.06707042 0.07199285 0.07801642 0.08346208 0.09003101 0.09898084 0.10864191 0.11734098 0.12321015 0.12422067 0.1243708 0.12447303 0.12453273 0.1244693 0.12431276 0. 0. 0. 0. 0. 0. ] [1. 1. 1. 1. 1. 1. 1. 1. 1. 1. 1. 1. 1. 1. 1. 1. 1. 1. 1. 1. 1. 1. 1. 1. 1. 1. 1. 1. 1. 1. ] [0.1777357 0.18906713 0.19629331 0.2081973 0.22659637 0.24432678 0.25940746 0.2693631 0.27725572 0.27972869 0.28069367 0.28249699 0.28359746 0.28285143 0.28172499 0.27869209 0.2743101 0.27146059 0.27074781 0.2698435 0.2682154 0.26599297 0.26350821 0.26096619 0.256418 0.24573282 0.22693006 0.19663661 0.17906648 0.16803069] [0.49999933 0.49996543 0.49968074 0.47192806 0.46971306 0.46934413 0.46961821 0.46855428 0.46687756 0.46533388 0.46283505 0.45964474 0.4570121 0.45358614 0.44830021 0.4427291 0.43782088 0.43420587 0.43301075 0.43236492 0.43168164 0.43183892 0.43426277 0.43809792 0.49683998 0.49683998 0.49683998 0.49683998 0.49683998 0.49683998] [0.68053272 0.67754562 0.67671116 0.67324371 0.66444854 0.65474409 0.64754713 0.6422158 0.63473054 0.63249781 0.62948611 0.62326411 0.61792136 0.61279366 0.60454997 0.59727081 0.59184299 0.5874677 0.58648083 0.58644637 0.58663669 0.58732031 0.58888672 0.59134195 0.59247207 0.58878367 0.57813151 0.55699679 0.55020723 0.55186471] [1. 1. 1. 0.94906814 0.94575161 0.94404371 0.94261744 0.94048686 0.93676697 0.93292958 0.92800715 0.92198358 0.91653792 0.90996899 0.90101916 0.89135809 0.88265902 0.87678985 0.87577933 0.8756292 0.87552697 0.87546727 0.8755307 0.87568724 1. 1. 1. 1. 1. 1. ] [1. 1. 1. 1. 1. 1. 0.99585387 0.92631432 0.92 0.92 0.92 0.92 0.92 0.92 0.92 0.92 0.92 0.92 0.92 0.92 0.92 0.92 0.92 0.92 0.92 0.92 0.92 0.92 0.92 0.92 ] [0. 0. 0. 0. 0. 0. 0. 0. 0. 0. 0. 0. 0. 0. 0. 0. 0. 0. 0. 0. 0. 0. 0. 0. 0. 0. 0. 0. 0. 0. ] [0. 0. 0. 0. 0. 0. 0. 0. 0. 0. 0. 0. 0. 0. 0. 0. 0. 0. 0. 0. 0. 0. 0. 0. 0. 0. 0. 0. 0. 0. ] [0. 0. 0. 0. 0. 0. 0. 0. 0. 0. 0. 0. 0. 0. 0. 0. 0. 0. 0. 0. 0. 0. 0. 0. 0. 0. 0. 0. 0. 0. ] [0. 0. 0. 0. 0. 0. 0. 0. 0. 0. 0. 0. 0. 0. 0. 0. 0. 0. 0. 0. 0. 0. 0. 0. 0. 0. 0. 0. 0. 0. ] [0. 0. 0. 0. 0. 0. 0. 0. 0. 0. 0. 0. 0. 0. 0. 0. 0. 0. 0. 0. 0. 0. 0. 0. 0. 0. 0. 0. 0. 0. ] [0. 0. 0. 0. 0. 0. 0. 0. 0. 0. 0. 0. 0. 0. 0. 0. 0. 0. 0. 0. 0. 0. 0. 0. 0. 0. 0. 0. 0. 0. ]] | 2D array of the non-dimensional end point defined along the outer profile of a layer. The TE suction side is 0, the TE pressure side is 1. The first dimension represents each layer, the second dimension represents each entry along blade span.
rotorse.rc.ply_t | intermediate | m | [1.00e+06 1.00e+06 1.00e+06 1.00e+06 5.00e-03 5.00e-03 5.60e-04 6.36e-04 1.00e+06 1.00e+06 1.00e+06] | 1D array of the ply thicknesses of the materials. Non-composite materials are kept at 0.
rotorse.rc.fwf | intermediate |  | [0. 0. 0. 0. 0.74506827 0.71860914 0.74506827 0.74506827 0. 0. 0. ] | 1D array of the non-dimensional fiber weight fraction of the composite materials. Non-composite materials are kept at 0.
rotorse.rc.fvf | intermediate |  | [0. 0. 0. 0. 0.57 0.62 0.57 0.57 0. 0. 0. ] | 1D array of the non-dimensional fiber volume fraction of the composite materials. Non-composite materials are kept at 0.
rotorse.theta | output | deg | [15.59455302 14.45947035 13.30295326 12.12552984 10.92772818 9.71007639 8.46916683 7.10042471 5.63362834 4.17253917 2.82091866 1.68252826 0.82710949 0.02968996 -0.72294198 -1.37003366 -1.85083242 -2.10458561 -2.09343899 -1.90783567 -1.62736302 -1.32499744 -1.07371535 -0.94649316 -0.94314514 -0.95132588 -0.97611411 -1.02673623 -1.11241863 -1.24238771] | Twist angle at each section (positive decreases angle of attack)
rotorse.re.pitch_axis | intermediate |  | [0.50454545 0.47807489 0.44666867 0.41440788 0.38531574 0.35926808 0.33884066 0.32530381 0.31669675 0.31094145 0.30683687 0.30290422 0.29845254 0.29405791 0.29071241 0.28853755 0.28784499 0.28836262 0.29021159 0.29324433 0.29725802 0.30201843 0.30725241 0.31257925 0.31849838 0.32578924 0.3342759 0.3438038 0.35500776 0.36818182] | 1D array of the chordwise position of the pitch axis (0-LE, 1-TE), defined along blade span.
rotorse.re.coord_xy_interp | intermediate |  | [[[ 1.00000000e+00 -5.22829393e-16] [ 9.99429684e-01 -2.22597407e-02] [ 9.98063018e-01 -4.44580349e-02] ... [ 9.98120489e-01 4.38394581e-02] [ 9.99443038e-01 2.19496514e-02] [ 1.00000000e+00 -5.26828685e-16]] [[ 1.00000000e+00 1.60273967e-05] [ 9.99119395e-01 -2.22327527e-02] [ 9.96373964e-01 -4.41439934e-02] ... [ 9.97194605e-01 4.38444411e-02] [ 9.99427080e-01 2.18389134e-02] [ 1.00000000e+00 1.60273967e-05]] [[ 1.00000000e+00 1.18124776e-04] [ 9.95884445e-01 -2.12086293e-02] [ 9.83115257e-01 -4.00231086e-02] ... [ 9.89037485e-01 4.30329377e-02] [ 9.98106884e-01 2.10433601e-02] [ 1.00000000e+00 1.18124776e-04]] ... [[ 1.00000000e+00 -3.71663624e-04] [ 9.76017568e-01 2.09740027e-03] [ 9.52031329e-01 3.99388323e-03] ... [ 9.52381403e-01 9.07315534e-03] [ 9.76165313e-01 4.93304949e-03] [ 1.00000000e+00 9.38336381e-04]] [[ 1.00000000e+00 -3.71663624e-04] [ 9.76017568e-01 2.09740027e-03] [ 9.52031329e-01 3.99388323e-03] ... [ 9.52381403e-01 9.07315534e-03] [ 9.76165313e-01 4.93304949e-03] [ 1.00000000e+00 9.38336381e-04]] [[ 1.00000000e+00 -3.71663624e-04] [ 9.76017568e-01 2.09740027e-03] [ 9.52031329e-01 3.99388323e-03] ... [ 9.52381403e-01 9.07315534e-03] [ 9.76165313e-01 4.93304949e-03] [ 1.00000000e+00 9.38336381e-04]]] | 3D array of the non-dimensional x and y airfoil coordinates of the airfoils interpolated along span for n_span stations.
rotorse.re.precomp.web_start_nd | intermediate |  | [[0.20528324 0.21575076 0.22454722 0.26256039 0.28452359 0.30415671 0.32075849 0.33291882 0.34474908 0.35136556 0.3575722 0.36585848 0.37274288 0.37911392 0.3876038 0.3949388 0.39984261 0.40319321 0.40354289 0.40284034 0.40131932 0.39909834 0.39648007 0.39374561 0.39221472 0.39434468 0.40195939 0.4204784 0.44451398 0.30906614] [0.20528324 0.21575076 0.22454722 0.21491167 0.23380154 0.25177617 0.26704524 0.27726917 0.28565514 0.28855687 0.29019899 0.29279707 0.29459568 0.29466386 0.29463795 0.29287812 0.28956771 0.28744208 0.28680849 0.2861055 0.28454857 0.28232007 0.27979845 0.27720889 0.27296909 0.26369763 0.24765135 0.21942736 0.16049632 0.30906614]] | 2D array of the non-dimensional start point defined along the outer profile of a web. The TE suction side is 0, the TE pressure side is 1. The first dimension represents each web, the second dimension represents each entry along blade span.
rotorse.re.precomp.web_end_nd | intermediate |  | [[0.70808026 0.70422925 0.70496507 0.67991459 0.67139658 0.66200572 0.65501308 0.64991754 0.64304502 0.64139074 0.63903988 0.63363489 0.6289778 0.62467863 0.61750546 0.61132295 0.60699466 0.6033566 0.60243545 0.60236734 0.60255407 0.60330944 0.60497388 0.60748116 0.60902317 0.60688344 0.5992077 0.58041391 0.55568362 0.69290016] [0.70808026 0.70422925 0.70496507 0.728237 0.72315839 0.7150706 0.70936397 0.70634992 0.70273992 0.70434002 0.70663406 0.7066164 0.70707947 0.7089292 0.71021654 0.71322562 0.71703962 0.71893301 0.71903104 0.71916644 0.71947342 0.72023237 0.72175775 0.72406784 0.72825717 0.73742627 0.75324461 0.78089381 0.83861193 0.69290016]] | 2D array of the non-dimensional end point defined along the outer profile of a web. The TE suction side is 0, the TE pressure side is 1. The first dimension represents each web, the second dimension represents each entry along blade span.
rotorse.re.precomp.layer_thickness | intermediate | m | [[0.001 0.001 0.001 0.001 0.001 0.001 0.001 0.001 0.001 0.001 0.001 0.001 0.001 0.001 0.001 0.001 0.001 0.001 0.001 0.001 0.001 0.001 0.001 0.001 0.001 0.001 0.001 0.001 0.001 0.001 ] [0.05 0.04084471 0.0322922 0.02413744 0.01575177 0.00891175 0.00483535 0.00314821 0.00231294 0.00204055 0.00200117 0.00200006 0.002 0.002 0.002 0.002 0.002 0.002 0.002 0.002 0.002 0.002 0.002 0.002 0.00178515 0.00132421 0.00104776 0.00100289 0.001 0.001 ] [0.0001 0.01178744 0.02347489 0.03516233 0.04684977 0.05853721 0.06873964 0.07300201 0.07726438 0.08152675 0.08578912 0.09005149 0.09158274 0.08901731 0.08645187 0.08388644 0.08132101 0.07875558 0.0727831 0.06453926 0.05629542 0.04805159 0.03980775 0.03156391 0.02592685 0.02094148 0.01595611 0.01097074 0.00598537 0.001 ] [0.0001 0.01178744 0.02347489 0.03516233 0.04684977 0.05853721 0.06873964 0.07300201 0.07726438 0.08152675 0.08578912 0.09005149 0.09158274 0.08901731 0.08645187 0.08388644 0.08132101 0.07875558 0.0727831 0.06453926 0.05629542 0.04805159 0.03980775 0.03156391 0.02592685 0.02094148 0.01595611 0.01097074 0.00598537 0.001 ] [0. 0. 0. 0.00299507 0.00294581 0.00289655 0.00284729 0.00279803 0.00274877 0.00269951 0.00265025 0.00260099 0.00255172 0.00250246 0.0024532 0.00240394 0.00235468 0.00230542 0.00225616 0.0022069 0.00215764 0.00210837 0.00205911 0.00200985 0. 0. 0. 0. 0. 0. ] [0. 0. 0.00502893 0.01446535 0.02653802 0.03042122 0.03 0.03 0.03 0.03 0.03 0.03 0.03 0.03 0.03 0.03 0.02965172 0.02268622 0.01506767 0.00776364 0.00470902 0.00311823 0.00198262 0.00033044 0. 0. 0. 0. 0. 0. ] [0. 0. 0.00502893 0.01446535 0.02653802 0.03042122 0.03 0.03 0.03 0.03 0.03 0.03 0.03 0.03 0.03 0.03 0.02965172 0.02268622 0.01506767 0.00776364 0.00470902 0.00311823 0.00198262 0.00033044 0. 0. 0. 0. 0. 0. ] [0. 0. 0. 0.05972906 0.0570197 0.05431034 0.05160099 0.04889163 0.04618227 0.04347291 0.04076355 0.03805419 0.03534483 0.03263547 0.02992611 0.02721675 0.02450739 0.02179803 0.01908867 0.01637931 0.01366995 0.01096059 0.00825123 0.00554187 0. 0. 0. 0. 0. 0. ] [0. 0. 0. 0.05972906 0.0570197 0.05431034 0.05160099 0.04889163 0.04618227 0.04347291 0.04076355 0.03805419 0.03534483 0.03263547 0.02992611 0.02721675 0.02450739 0.02179803 0.01908867 0.01637931 0.01366995 0.01096059 0.00825123 0.00554187 0. 0. 0. 0. 0. 0. ] [0. 0. 0. 0.05972906 0.0570197 0.05431034 0.05160099 0.04889163 0.04618227 0.04347291 0.04076355 0.03805419 0.03534483 0.03263547 0.02992611 0.02721675 0.02450739 0.02179803 0.01908867 0.01637931 0.01366995 0.01096059 0.00825123 0.00554187 0. 0. 0. 0. 0. 0. ] [0. 0. 0. 0.05972906 0.0570197 0.05431034 0.05160099 0.04889163 0.04618227 0.04347291 0.04076355 0.03805419 0.03534483 0.03263547 0.02992611 0.02721675 0.02450739 0.02179803 0.01908867 0.01637931 0.01366995 0.01096059 0.00825123 0.00554187 0. 0. 0. 0. 0. 0. ] [0.05 0.04084471 0.0322922 0.02413744 0.01575177 0.00891175 0.00483535 0.00314821 0.00231294 0.00204055 0.00200117 0.00200006 0.002 0.002 0.002 0.002 0.002 0.002 0.002 0.002 0.002 0.002 0.002 0.002 0.00178515 0.00132421 0.00104776 0.00100289 0.001 0.001 ] [0. 0. 0. 0.00199391 0.00193306 0.00187221 0.00181136 0.00175051 0.00168966 0.0016288 0.00156795 0.0015071 0.00144625 0.0013854 0.00132454 0.00126369 0.00120284 0.00114199 0.00108114 0.00102028 0.00095943 0.00089858 0.00083773 0.00077688 0.00071602 0.00065517 0.00059432 0.00053347 0. 0. ] [0. 0. 0. 0.04284584 0.04130426 0.03976268 0.0382211 0.03667951 0.03513793 0.03359635 0.03205477 0.03051318 0.0289716 0.02743002 0.02588844 0.02434686 0.02280527 0.02126369 0.02005841 0.02 0.02 0.02 0.02 0.02 0.02 0.02 0.02 0.02 0. 0. ] [0. 0. 0. 0.00199391 0.00193306 0.00187221 0.00181136 0.00175051 0.00168966 0.0016288 0.00156795 0.0015071 0.00144625 0.0013854 0.00132454 0.00126369 0.00120284 0.00114199 0.00108114 0.00102028 0.00095943 0.00089858 0.00083773 0.00077688 0.00071602 0.00065517 0.00059432 0.00053347 0. 0. ] [0. 0. 0. 0.00199391 0.00193306 0.00187221 0.00181136 0.00175051 0.00168966 0.0016288 0.00156795 0.0015071 0.00144625 0.0013854 0.00132454 0.00126369 0.00120284 0.00114199 0.00108114 0.00102028 0.00095943 0.00089858 0.00083773 0.00077688 0.00071602 0.00065517 0.00059432 0.00053347 0. 0. ] [0. 0. 0. 0.04284584 0.04130426 0.03976268 0.0382211 0.03667951 0.03513793 0.03359635 0.03205477 0.03051318 0.0289716 0.02743002 0.02588844 0.02434686 0.02280527 0.02126369 0.02005841 0.02 0.02 0.02 0.02 0.02 0.02 0.02 0.02 0.02 0. 0. ] [0. 0. 0. 0.00199391 0.00193306 0.00187221 0.00181136 0.00175051 0.00168966 0.0016288 0.00156795 0.0015071 0.00144625 0.0013854 0.00132454 0.00126369 0.00120284 0.00114199 0.00108114 0.00102028 0.00095943 0.00089858 0.00083773 0.00077688 0.00071602 0.00065517 0.00059432 0.00053347 0. 0. ]] | 2D array of the thickness of the layers of the blade structure. The first dimension represents each layer, the second dimension represents each entry along blade span.
rotorse.re.precomp.layer_start_nd | intermediate |  | [[0. 0. 0. 0. 0. 0. 0. 0. 0. 0. 0. 0. 0. 0. 0. 0. 0. 0. 0. 0. 0. 0. 0. 0. 0. 0. 0. 0. 0. 0. ] [0. 0. 0. 0. 0. 0. 0. 0. 0.00525852 0.01 0.01 0.01 0.01 0.01 0.01 0.01 0.01 0.01 0.01 0.01 0.01 0.01 0.01 0.01 0.01 0.01 0.01 0.01 0.01 0.01 ] [0.1777357 0.18906713 0.19629331 0.2081973 0.22659637 0.24432678 0.25940746 0.2693631 0.27725572 0.27972869 0.28069367 0.28249699 0.28359746 0.28285143 0.28172499 0.27869209 0.2743101 0.27146059 0.27074781 0.2698435 0.2682154 0.26599297 0.26350821 0.26096619 0.256418 0.24573282 0.22693006 0.19663661 0.17906648 0.16803069] [0.68053272 0.67754562 0.67671116 0.67324371 0.66444854 0.65474409 0.64754713 0.6422158 0.63473054 0.63249781 0.62948611 0.62326411 0.61792136 0.61279366 0.60454997 0.59727081 0.59184299 0.5874677 0.58648083 0.58644637 0.58663669 0.58732031 0.58888672 0.59134195 0.59247207 0.58878367 0.57813151 0.55699679 0.55020723 0.55186471] [0.49999933 0.49996543 0.49968074 0.47192806 0.46971306 0.46934413 0.46961821 0.46855428 0.46687756 0.46533388 0.46283505 0.45964474 0.4570121 0.45358614 0.44830021 0.4427291 0.43782088 0.43420587 0.43301075 0.43236492 0.43168164 0.43183892 0.43426277 0.43809792 0.49683998 0.49683998 0.49683998 0.49683998 0.49683998 0.49683998] [0. 0. 0. 0. 0. 0. 0. 0. 0. 0. 0. 0. 0. 0. 0. 0. 0. 0. 0. 0. 0. 0. 0. 0. 0. 0. 0. 0. 0. 0. ] [1. 1. 1. 0.94906814 0.94575161 0.94404371 0.94261744 0.94048686 0.93676697 0.93292958 0.92800715 0.92198358 0.91653792 0.90996899 0.90101916 0.89135809 0.88265902 0.87678985 0.87577933 0.8756292 0.87552697 0.87546727 0.8755307 0.87568724 1. 1. 1. 1. 1. 1. ] [0. 0. 0. 0.05093186 0.05424839 0.05595629 0.05738256 0.05951314 0.06323303 0.06707042 0.07199285 0.07801642 0.08346208 0.09003101 0.09898084 0.10864191 0.11734098 0.12321015 0.12422067 0.1243708 0.12447303 0.12453273 0.1244693 0.12431276 0. 0. 0. 0. 0. 0. ] [0.23283079 0.24243439 0.25280113 0.26931553 0.29169444 0.31147433 0.32826653 0.34077887 0.35313535 0.36021319 0.36708509 0.37611669 0.38375196 0.39088864 0.400502 0.40906238 0.41511927 0.41931276 0.41981262 0.41908846 0.41758303 0.41543224 0.41287137 0.4101415 0.40900531 0.41270721 0.42339971 0.44461817 0.45154908 0.45010159] [0.49999933 0.49996543 0.49968074 0.52625538 0.52757801 0.52903084 0.53082627 0.53203496 0.53432612 0.53687566 0.53962742 0.54286225 0.54603832 0.54961921 0.55387978 0.5586138 0.56298459 0.56563002 0.5655128 0.5650203 0.56424676 0.56267912 0.55948521 0.55558205 0.49683998 0.49683998 0.49683998 0.49683998 0.49683998 0.49683998] [0.7356278 0.73091288 0.73321898 0.73436195 0.72954661 0.72189163 0.71640619 0.71363157 0.71061017 0.71298231 0.71587753 0.71688381 0.71807587 0.72083087 0.72332698 0.7276411 0.73265216 0.73531987 0.73554563 0.73569132 0.73600433 0.73675959 0.73824989 0.74051726 0.74505937 0.75575807 0.77460116 0.80497835 0.82268984 0.83393561] [0. 0. 0. 0. 0. 0. 0.00414613 0.07368568 0.08 0.08 0.08 0.08 0.08 0.08 0.08 0.08 0.08 0.08 0.08 0.08 0.08 0.08 0.08 0.08 0.08 0.08 0.08 0.08 0.08 0.08 ] [0. 0. 0. 0. 0. 0. 0. 0. 0. 0. 0. 0. 0. 0. 0. 0. 0. 0. 0. 0. 0. 0. 0. 0. 0. 0. 0. 0. 0. 0. ] [0. 0. 0. 0. 0. 0. 0. 0. 0. 0. 0. 0. 0. 0. 0. 0. 0. 0. 0. 0. 0. 0. 0. 0. 0. 0. 0. 0. 0. 0. ] [0. 0. 0. 0. 0. 0. 0. 0. 0. 0. 0. 0. 0. 0. 0. 0. 0. 0. 0. 0. 0. 0. 0. 0. 0. 0. 0. 0. 0. 0. ] [0. 0. 0. 0. 0. 0. 0. 0. 0. 0. 0. 0. 0. 0. 0. 0. 0. 0. 0. 0. 0. 0. 0. 0. 0. 0. 0. 0. 0. 0. ] [0. 0. 0. 0. 0. 0. 0. 0. 0. 0. 0. 0. 0. 0. 0. 0. 0. 0. 0. 0. 0. 0. 0. 0. 0. 0. 0. 0. 0. 0. ] [0. 0. 0. 0. 0. 0. 0. 0. 0. 0. 0. 0. 0. 0. 0. 0. 0. 0. 0. 0. 0. 0. 0. 0. 0. 0. 0. 0. 0. 0. ]] | 2D array of the non-dimensional start point defined along the outer profile of a layer. The TE suction side is 0, the TE pressure side is 1. The first dimension represents each layer, the second dimension represents each entry along blade span.
rotorse.re.precomp.layer_end_nd | intermediate |  | [[1. 1. 1. 1. 1. 1. 1. 1. 1. 1. 1. 1. 1. 1. 1. 1. 1. 1. 1. 1. 1. 1. 1. 1. 1. 1. 1. 1. 1. 1. ] [1. 1. 1. 1. 1. 1. 1. 1. 0.99474148 0.99 0.99 0.99 0.99 0.99 0.99 0.99 0.99 0.99 0.99 0.99 0.99 0.99 0.99 0.99 0.99 0.99 0.99 0.99 0.99 0.99 ] [0.23283079 0.24243439 0.25280113 0.26931553 0.29169444 0.31147433 0.32826653 0.34077887 0.35313535 0.36021319 0.36708509 0.37611669 0.38375196 0.39088864 0.400502 0.40906238 0.41511927 0.41931276 0.41981262 0.41908846 0.41758303 0.41543224 0.41287137 0.4101415 0.40900531 0.41270721 0.42339971 0.44461817 0.45154908 0.45010159] [0.7356278 0.73091288 0.73321898 0.73436195 0.72954661 0.72189163 0.71640619 0.71363157 0.71061017 0.71298231 0.71587753 0.71688381 0.71807587 0.72083087 0.72332698 0.7276411 0.73265216 0.73531987 0.73554563 0.73569132 0.73600433 0.73675959 0.73824989 0.74051726 0.74505937 0.75575807 0.77460116 0.80497835 0.82268984 0.83393561] [0.49999933 0.49996543 0.49968074 0.52625538 0.52757801 0.52903084 0.53082627 0.53203496 0.53432612 0.53687566 0.53962742 0.54286225 0.54603832 0.54961921 0.55387978 0.5586138 0.56298459 0.56563002 0.5655128 0.5650203 0.56424676 0.56267912 0.55948521 0.55558205 0.49683998 0.49683998 0.49683998 0.49683998 0.49683998 0.49683998] [0. 0. 0. 0.05093186 0.05424839 0.05595629 0.05738256 0.05951314 0.06323303 0.06707042 0.07199285 0.07801642 0.08346208 0.09003101 0.09898084 0.10864191 0.11734098 0.12321015 0.12422067 0.1243708 0.12447303 0.12453273 0.1244693 0.12431276 0. 0. 0. 0. 0. 0. ] [1. 1. 1. 1. 1. 1. 1. 1. 1. 1. 1. 1. 1. 1. 1. 1. 1. 1. 1. 1. 1. 1. 1. 1. 1. 1. 1. 1. 1. 1. ] [0.1777357 0.18906713 0.19629331 0.2081973 0.22659637 0.24432678 0.25940746 0.2693631 0.27725572 0.27972869 0.28069367 0.28249699 0.28359746 0.28285143 0.28172499 0.27869209 0.2743101 0.27146059 0.27074781 0.2698435 0.2682154 0.26599297 0.26350821 0.26096619 0.256418 0.24573282 0.22693006 0.19663661 0.17906648 0.16803069] [0.49999933 0.49996543 0.49968074 0.47192806 0.46971306 0.46934413 0.46961821 0.46855428 0.46687756 0.46533388 0.46283505 0.45964474 0.4570121 0.45358614 0.44830021 0.4427291 0.43782088 0.43420587 0.43301075 0.43236492 0.43168164 0.43183892 0.43426277 0.43809792 0.49683998 0.49683998 0.49683998 0.49683998 0.49683998 0.49683998] [0.68053272 0.67754562 0.67671116 0.67324371 0.66444854 0.65474409 0.64754713 0.6422158 0.63473054 0.63249781 0.62948611 0.62326411 0.61792136 0.61279366 0.60454997 0.59727081 0.59184299 0.5874677 0.58648083 0.58644637 0.58663669 0.58732031 0.58888672 0.59134195 0.59247207 0.58878367 0.57813151 0.55699679 0.55020723 0.55186471] [1. 1. 1. 0.94906814 0.94575161 0.94404371 0.94261744 0.94048686 0.93676697 0.93292958 0.92800715 0.92198358 0.91653792 0.90996899 0.90101916 0.89135809 0.88265902 0.87678985 0.87577933 0.8756292 0.87552697 0.87546727 0.8755307 0.87568724 1. 1. 1. 1. 1. 1. ] [1. 1. 1. 1. 1. 1. 0.99585387 0.92631432 0.92 0.92 0.92 0.92 0.92 0.92 0.92 0.92 0.92 0.92 0.92 0.92 0.92 0.92 0.92 0.92 0.92 0.92 0.92 0.92 0.92 0.92 ] [0. 0. 0. 0. 0. 0. 0. 0. 0. 0. 0. 0. 0. 0. 0. 0. 0. 0. 0. 0. 0. 0. 0. 0. 0. 0. 0. 0. 0. 0. ] [0. 0. 0. 0. 0. 0. 0. 0. 0. 0. 0. 0. 0. 0. 0. 0. 0. 0. 0. 0. 0. 0. 0. 0. 0. 0. 0. 0. 0. 0. ] [0. 0. 0. 0. 0. 0. 0. 0. 0. 0. 0. 0. 0. 0. 0. 0. 0. 0. 0. 0. 0. 0. 0. 0. 0. 0. 0. 0. 0. 0. ] [0. 0. 0. 0. 0. 0. 0. 0. 0. 0. 0. 0. 0. 0. 0. 0. 0. 0. 0. 0. 0. 0. 0. 0. 0. 0. 0. 0. 0. 0. ] [0. 0. 0. 0. 0. 0. 0. 0. 0. 0. 0. 0. 0. 0. 0. 0. 0. 0. 0. 0. 0. 0. 0. 0. 0. 0. 0. 0. 0. 0. ] [0. 0. 0. 0. 0. 0. 0. 0. 0. 0. 0. 0. 0. 0. 0. 0. 0. 0. 0. 0. 0. 0. 0. 0. 0. 0. 0. 0. 0. 0. ]] | 2D array of the non-dimensional end point defined along the outer profile of a layer. The TE suction side is 0, the TE pressure side is 1. The first dimension represents each layer, the second dimension represents each entry along blade span.
rotorse.rp.aep.CDF_V | intermediate | m/s | [0.06824543 0.07317592 0.07825729 0.08348677 0.08886153 0.09437864 0.10003514 0.10582799 0.11175409 0.1178103 0.12399341 0.13030017 0.13672727 0.14327136 0.14992906 0.15669694 0.16357153 0.17054933 0.17762681 0.18480043 0.19206659 0.19942169 0.20686212 0.21438424 0.2219844 0.22965893 0.23740419 0.24521648 0.25309215 0.26102753 0.26901895 0.27706275 0.28515528 0.29329292 0.30147203 0.30968902 0.31794031 0.32622234 0.33453157 0.3428645 0.35121765 0.35958758 0.36797088 0.37636417 0.38476413 0.39316746 0.4015709 0.40997127 0.41836538 0.42675014 0.43512249 0.4434794 0.45181794 0.46013518 0.4684283 0.4766945 0.48493104 0.49313527 0.50130457 0.50943638 0.51752823 0.5255777 0.53358242 0.54154011 0.54944853 0.55730553 0.56510902 0.57285696 0.5805474 0.58817845 0.59574828 0.60325515 0.61069736 0.6180733 0.62538141 0.63262022 0.63978832 0.64688436 0.65390705 0.6608552 0.66772765 0.67452333 0.68124122 0.68788039 0.69443994 0.70091905 0.70731698 0.71363303 0.71986656 0.726017 0.73208386 0.73806666 0.74396502 0.7497786 0.75550712 0.76115035 0.76670812 0.77218031 0.77756684 0.78286771 0.78808294 0.79321261 0.79825684 0.80321582 0.80808974 0.81287887 0.81758352 0.82220402 0.82674074 0.83119412 0.8355646 0.83985268 0.84405887 0.84818374 0.85222787 0.85619189 0.86007643 0.86388218 0.86760984 0.87126013 0.8748338 0.87833164 0.88175443 0.88510299 0.88837815 0.89158077 0.89471172 0.89777188 0.90076215 0.90368344 0.90653669 0.90932282 0.91204279 0.91469754 0.91728805 0.91981528 0.92228022 0.92468385 0.92702715 0.92931111 0.93153673 0.93370501 0.93581694 0.93787353 0.93987575 0.94182462 0.94372112 0.94556625 0.94736099 0.94910633 0.95080325 0.95245271 0.9540557 0.95561316 0.95712606 0.95859534 0.96002195 0.96140681 0.96275085 0.96405498 0.96532012 0.96654715 0.96773696 0.96889042 0.97000841 0.97109177 0.97214134 0.97315796 0.97414245 0.97509561 0.97601824 0.97691112 0.97777502 0.97861071 0.97941893 0.98020041 0.98095587 0.98168602 0.98239156 0.98307317 0.98373152 0.98436726 0.98498105 0.9855735 0.98614525 0.98669689 0.98722901 0.98774221 0.98823704 0.98871406 0.98917382 0.98961684 0.99004365 0.99045474 0.99085061 0.99123175 0.99159863 0.9919517 0.99229141 0.99261821] | cumulative distribution function evaluated at each wind speed
rotorse.rp.aep.P | intermediate | W | [-1.27356717e+05 -9.46023504e+04 -5.60234997e+04 -1.20304732e+04 3.69664207e+04 9.05568737e+04 1.48330578e+05 2.09877224e+05 2.74786504e+05 3.42648110e+05 4.13051733e+05 4.85587066e+05 5.60750722e+05 6.43576164e+05 7.34256912e+05 8.32017580e+05 9.36082784e+05 1.04567714e+06 1.16002527e+06 1.27835178e+06 1.39988129e+06 1.52394927e+06 1.65519227e+06 1.79535906e+06 1.94301914e+06 2.09674202e+06 2.25509719e+06 2.41665418e+06 2.58007421e+06 2.74955822e+06 2.92617815e+06 3.10734503e+06 3.29046989e+06 3.47408447e+06 3.66119437e+06 3.85035648e+06 4.04195778e+06 4.23620042e+06 4.43806023e+06 4.64693336e+06 4.86068045e+06 5.08018208e+06 5.30631880e+06 5.53997118e+06 5.78161185e+06 6.03030269e+06 6.28582162e+06 6.54803445e+06 6.81680698e+06 7.09200502e+06 7.37349437e+06 7.66114085e+06 7.95950536e+06 8.27423511e+06 8.60148223e+06 8.93725179e+06 9.27754887e+06 9.61837855e+06 9.95574590e+06 1.02856560e+07 1.06041140e+07 1.09071248e+07 1.11949099e+07 1.14752714e+07 1.17491946e+07 1.20173654e+07 1.22804696e+07 1.25391930e+07 1.27942214e+07 1.30462407e+07 1.32959365e+07 1.35439948e+07 1.37911013e+07 1.40379419e+07 1.43027988e+07 1.46169282e+07 1.48850175e+07 1.49999859e+07 1.50000017e+07 1.50000032e+07 1.50000045e+07 1.50000056e+07 1.50000064e+07 1.50000071e+07 1.50000076e+07 1.50000079e+07 1.50000082e+07 1.50000083e+07 1.50000083e+07 1.50000081e+07 1.50000078e+07 1.50000074e+07 1.50000069e+07 1.50000063e+07 1.50000057e+07 1.50000050e+07 1.50000043e+07 1.50000036e+07 1.50000030e+07 1.50000024e+07 1.50000019e+07 1.50000014e+07 1.50000011e+07 1.50000009e+07 1.50000008e+07 1.50000007e+07 1.50000007e+07 1.50000006e+07 1.50000006e+07 1.50000006e+07 1.50000005e+07 1.50000005e+07 1.50000005e+07 1.50000005e+07 1.50000004e+07 1.50000004e+07 1.50000004e+07 1.50000003e+07 1.50000003e+07 1.50000002e+07 1.50000002e+07 1.49999999e+07 1.49999976e+07 1.49999927e+07 1.49999857e+07 1.49999768e+07 1.49999664e+07 1.49999547e+07 1.49999421e+07 1.49999289e+07 1.49999155e+07 1.49999020e+07 1.49998889e+07 1.49998765e+07 1.49998650e+07 1.49998549e+07 1.49998463e+07 1.49998396e+07 1.49998352e+07 1.49998333e+07 1.49998347e+07 1.49998401e+07 1.49998490e+07 1.49998611e+07 1.49998758e+07 1.49998927e+07 1.49999114e+07 1.49999313e+07 1.49999521e+07 1.49999733e+07 1.49999945e+07 1.50000151e+07 1.50000349e+07 1.50000532e+07 1.50000696e+07 1.50000837e+07 1.50000951e+07 1.50001033e+07 1.50001078e+07 1.50001085e+07 1.50001075e+07 1.50001055e+07 1.50001025e+07 1.50000988e+07 1.50000944e+07 1.50000894e+07 1.50000840e+07 1.50000782e+07 1.50000721e+07 1.50000659e+07 1.50000597e+07 1.50000535e+07 1.50000476e+07 1.50000419e+07 1.50000367e+07 1.50000319e+07 1.50000278e+07 1.50000244e+07 1.50000219e+07 1.50000203e+07 1.50000189e+07 1.50000175e+07 1.50000162e+07 1.50000149e+07 1.50000136e+07 1.50000124e+07 1.50000113e+07 1.50000102e+07 1.50000092e+07 1.50000083e+07 1.50000074e+07 1.50000066e+07 1.50000059e+07 1.50000052e+07 1.50000047e+07 1.50000042e+07 1.50000039e+07 1.50000036e+07 1.50000034e+07 1.50000034e+07] | power curve (power)
rotorse.rp.cdf.x | intermediate | m/s | [ 3. 3.11055276 3.22110553 3.33165829 3.44221106 3.55276382 3.66331658 3.77386935 3.88442211 3.99497487 4.10552764 4.2160804 4.32663317 4.43718593 4.54773869 4.65829146 4.76884422 4.87939698 4.98994975 5.10050251 5.21105528 5.32160804 5.4321608 5.54271357 5.65326633 5.7638191 5.87437186 5.98492462 6.09547739 6.20603015 6.31658291 6.42713568 6.53768844 6.64824121 6.75879397 6.86934673 6.9798995 7.09045226 7.20100503 7.31155779 7.42211055 7.53266332 7.64321608 7.75376884 7.86432161 7.97487437 8.08542714 8.1959799 8.30653266 8.41708543 8.52763819 8.63819095 8.74874372 8.85929648 8.96984925 9.08040201 9.19095477 9.30150754 9.4120603 9.52261307 9.63316583 9.74371859 9.85427136 9.96482412 10.07537688 10.18592965 10.29648241 10.40703518 10.51758794 10.6281407 10.73869347 10.84924623 10.95979899 11.07035176 11.18090452 11.29145729 11.40201005 11.51256281 11.62311558 11.73366834 11.84422111 11.95477387 12.06532663 12.1758794 12.28643216 12.39698492 12.50753769 12.61809045 12.72864322 12.83919598 12.94974874 13.06030151 13.17085427 13.28140704 13.3919598 13.50251256 13.61306533 13.72361809 13.83417085 13.94472362 14.05527638 14.16582915 14.27638191 14.38693467 14.49748744 14.6080402 14.71859296 14.82914573 14.93969849 15.05025126 15.16080402 15.27135678 15.38190955 15.49246231 15.60301508 15.71356784 15.8241206 15.93467337 16.04522613 16.15577889 16.26633166 16.37688442 16.48743719 16.59798995 16.70854271 16.81909548 16.92964824 17.04020101 17.15075377 17.26130653 17.3718593 17.48241206 17.59296482 17.70351759 17.81407035 17.92462312 18.03517588 18.14572864 18.25628141 18.36683417 18.47738693 18.5879397 18.69849246 18.80904523 18.91959799 19.03015075 19.14070352 19.25125628 19.36180905 19.47236181 19.58291457 19.69346734 19.8040201 19.91457286 20.02512563 20.13567839 20.24623116 20.35678392 20.46733668 20.57788945 20.68844221 20.79899497 20.90954774 21.0201005 21.13065327 21.24120603 21.35175879 21.46231156 21.57286432 21.68341709 21.79396985 21.90452261 22.01507538 22.12562814 22.2361809 22.34673367 22.45728643 22.5678392 22.67839196 22.78894472 22.89949749 23.01005025 23.12060302 23.23115578 23.34170854 23.45226131 23.56281407 23.67336683 23.7839196 23.89447236 24.00502513 24.11557789 24.22613065 24.33668342 24.44723618 24.55778894 24.66834171 24.77889447 24.88944724 25. ] | corresponding reference height
rotorse.rp.cdf.xbar | intermediate | m/s | [10.] | mean value of distribution
rotorse.rp.gust.V_mean | intermediate | m/s | [10.] | IEC average wind speed for turbine class
rotorse.rp.gust.V_hub | intermediate | m/s | [11.51371277] | hub height wind speed
rotorse.rp.powercurve.generator_efficiency | intermediate |  | [0.96825176 0.96825176 0.96825176 0.96825176 0.96825176 0.96825176 0.96825176 0.96825176 0.96825176 0.96825176 0.96825176 0.96825176 0.96825176 0.96825176 0.96825176 0.96825176 0.96825176 0.96825176 0.96825176 0.96825176] | Generator efficiency at various rpm values to support table lookup
rotorse.rp.powercurve.lss_rpm | intermediate | rpm | [5. 5.13106974 5.26213948 5.39320922 5.52427897 5.65534871 5.78641845 5.91748819 6.04855793 6.17962767 6.31069742 6.44176716 6.5728369 6.70390664 6.83497638 6.96604612 7.09711587 7.22818561 7.35925535 7.49032509] | Low speed shaft RPM values at which the generator efficiency values are given
rotorse.rp.powercurve.V | output | m/s | [ 3. 4.27204607 5.30403148 6.08010611 6.58835037 6.82095822 6.86755938 7.1926538 7.79124841 8.6541495 9.76810389 11.11600255 11.51371277 12.67714331 14.42754887 16.34033501 18.38612357 20.5334936 22.74946399 25. ] | wind vector
rotorse.rp.powercurve.Omega | output | rpm | [5. 5. 5. 5. 5. 5. 5. 5.10397723 5.5287458 6.14106882 6.93154172 7.49032509 7.49032509 7.49032509 7.49032509 7.49032509 7.49032509 7.49032509 7.49032509 7.49032509] | rotor rotational speed
rotorse.rp.powercurve.P | output | W | [ -127356.71686628 522989.02276569 1504000.22714159 2557220.36385389 3374334.1146688 3767214.27439365 3847252.86642746 4422455.07434327 5621045.65546588 7703163.89440419 10971484.30464571 14139953.6120424 15000000. 15000008.27897782 15000000.82795084 15000000.13065048 14999833.26436505 15000108.58090174 15000020.7787531 15000003.38435694] | rotor electrical power
rotorse.rs.aero_gust.V_load | intermediate | m/s | [20.76375017]
rotorse.rs.Omega_load | intermediate | rpm | [7.49032509]
rotorse.rs.pitch_load | intermediate | deg | [4.10544821]
rotorse.rs.aero_hub_loads.V_load | intermediate | m/s | [20.76375017]
rotorse.rs.brs.rootD | intermediate | m | [5.2] | Blade root outer diameter / Chord at blade span station 0
rotorse.rs.brs.layer_thickness | intermediate | m | [[0.001 0.001 0.001 0.001 0.001 0.001 0.001 0.001 0.001 0.001 0.001 0.001 0.001 0.001 0.001 0.001 0.001 0.001 0.001 0.001 0.001 0.001 0.001 0.001 0.001 0.001 0.001 0.001 0.001 0.001 ] [0.05 0.04084471 0.0322922 0.02413744 0.01575177 0.00891175 0.00483535 0.00314821 0.00231294 0.00204055 0.00200117 0.00200006 0.002 0.002 0.002 0.002 0.002 0.002 0.002 0.002 0.002 0.002 0.002 0.002 0.00178515 0.00132421 0.00104776 0.00100289 0.001 0.001 ] [0.0001 0.01178744 0.02347489 0.03516233 0.04684977 0.05853721 0.06873964 0.07300201 0.07726438 0.08152675 0.08578912 0.09005149 0.09158274 0.08901731 0.08645187 0.08388644 0.08132101 0.07875558 0.0727831 0.06453926 0.05629542 0.04805159 0.03980775 0.03156391 0.02592685 0.02094148 0.01595611 0.01097074 0.00598537 0.001 ] [0.0001 0.01178744 0.02347489 0.03516233 0.04684977 0.05853721 0.06873964 0.07300201 0.07726438 0.08152675 0.08578912 0.09005149 0.09158274 0.08901731 0.08645187 0.08388644 0.08132101 0.07875558 0.0727831 0.06453926 0.05629542 0.04805159 0.03980775 0.03156391 0.02592685 0.02094148 0.01595611 0.01097074 0.00598537 0.001 ] [0. 0. 0. 0.00299507 0.00294581 0.00289655 0.00284729 0.00279803 0.00274877 0.00269951 0.00265025 0.00260099 0.00255172 0.00250246 0.0024532 0.00240394 0.00235468 0.00230542 0.00225616 0.0022069 0.00215764 0.00210837 0.00205911 0.00200985 0. 0. 0. 0. 0. 0. ] [0. 0. 0.00502893 0.01446535 0.02653802 0.03042122 0.03 0.03 0.03 0.03 0.03 0.03 0.03 0.03 0.03 0.03 0.02965172 0.02268622 0.01506767 0.00776364 0.00470902 0.00311823 0.00198262 0.00033044 0. 0. 0. 0. 0. 0. ] [0. 0. 0.00502893 0.01446535 0.02653802 0.03042122 0.03 0.03 0.03 0.03 0.03 0.03 0.03 0.03 0.03 0.03 0.02965172 0.02268622 0.01506767 0.00776364 0.00470902 0.00311823 0.00198262 0.00033044 0. 0. 0. 0. 0. 0. ] [0. 0. 0. 0.05972906 0.0570197 0.05431034 0.05160099 0.04889163 0.04618227 0.04347291 0.04076355 0.03805419 0.03534483 0.03263547 0.02992611 0.02721675 0.02450739 0.02179803 0.01908867 0.01637931 0.01366995 0.01096059 0.00825123 0.00554187 0. 0. 0. 0. 0. 0. ] [0. 0. 0. 0.05972906 0.0570197 0.05431034 0.05160099 0.04889163 0.04618227 0.04347291 0.04076355 0.03805419 0.03534483 0.03263547 0.02992611 0.02721675 0.02450739 0.02179803 0.01908867 0.01637931 0.01366995 0.01096059 0.00825123 0.00554187 0. 0. 0. 0. 0. 0. ] [0. 0. 0. 0.05972906 0.0570197 0.05431034 0.05160099 0.04889163 0.04618227 0.04347291 0.04076355 0.03805419 0.03534483 0.03263547 0.02992611 0.02721675 0.02450739 0.02179803 0.01908867 0.01637931 0.01366995 0.01096059 0.00825123 0.00554187 0. 0. 0. 0. 0. 0. ] [0. 0. 0. 0.05972906 0.0570197 0.05431034 0.05160099 0.04889163 0.04618227 0.04347291 0.04076355 0.03805419 0.03534483 0.03263547 0.02992611 0.02721675 0.02450739 0.02179803 0.01908867 0.01637931 0.01366995 0.01096059 0.00825123 0.00554187 0. 0. 0. 0. 0. 0. ] [0.05 0.04084471 0.0322922 0.02413744 0.01575177 0.00891175 0.00483535 0.00314821 0.00231294 0.00204055 0.00200117 0.00200006 0.002 0.002 0.002 0.002 0.002 0.002 0.002 0.002 0.002 0.002 0.002 0.002 0.00178515 0.00132421 0.00104776 0.00100289 0.001 0.001 ] [0. 0. 0. 0.00199391 0.00193306 0.00187221 0.00181136 0.00175051 0.00168966 0.0016288 0.00156795 0.0015071 0.00144625 0.0013854 0.00132454 0.00126369 0.00120284 0.00114199 0.00108114 0.00102028 0.00095943 0.00089858 0.00083773 0.00077688 0.00071602 0.00065517 0.00059432 0.00053347 0. 0. ] [0. 0. 0. 0.04284584 0.04130426 0.03976268 0.0382211 0.03667951 0.03513793 0.03359635 0.03205477 0.03051318 0.0289716 0.02743002 0.02588844 0.02434686 0.02280527 0.02126369 0.02005841 0.02 0.02 0.02 0.02 0.02 0.02 0.02 0.02 0.02 0. 0. ] [0. 0. 0. 0.00199391 0.00193306 0.00187221 0.00181136 0.00175051 0.00168966 0.0016288 0.00156795 0.0015071 0.00144625 0.0013854 0.00132454 0.00126369 0.00120284 0.00114199 0.00108114 0.00102028 0.00095943 0.00089858 0.00083773 0.00077688 0.00071602 0.00065517 0.00059432 0.00053347 0. 0. ] [0. 0. 0. 0.00199391 0.00193306 0.00187221 0.00181136 0.00175051 0.00168966 0.0016288 0.00156795 0.0015071 0.00144625 0.0013854 0.00132454 0.00126369 0.00120284 0.00114199 0.00108114 0.00102028 0.00095943 0.00089858 0.00083773 0.00077688 0.00071602 0.00065517 0.00059432 0.00053347 0. 0. ] [0. 0. 0. 0.04284584 0.04130426 0.03976268 0.0382211 0.03667951 0.03513793 0.03359635 0.03205477 0.03051318 0.0289716 0.02743002 0.02588844 0.02434686 0.02280527 0.02126369 0.02005841 0.02 0.02 0.02 0.02 0.02 0.02 0.02 0.02 0.02 0. 0. ] [0. 0. 0. 0.00199391 0.00193306 0.00187221 0.00181136 0.00175051 0.00168966 0.0016288 0.00156795 0.0015071 0.00144625 0.0013854 0.00132454 0.00126369 0.00120284 0.00114199 0.00108114 0.00102028 0.00095943 0.00089858 0.00083773 0.00077688 0.00071602 0.00065517 0.00059432 0.00053347 0. 0. ]] | 2D array of the thickness of the layers of the blade structure. The first dimension represents each layer, the second dimension represents each entry along blade span.
rotorse.rs.brs.layer_start_nd | intermediate |  | [[0. 0. 0. 0. 0. 0. 0. 0. 0. 0. 0. 0. 0. 0. 0. 0. 0. 0. 0. 0. 0. 0. 0. 0. 0. 0. 0. 0. 0. 0. ] [0. 0. 0. 0. 0. 0. 0. 0. 0.00525852 0.01 0.01 0.01 0.01 0.01 0.01 0.01 0.01 0.01 0.01 0.01 0.01 0.01 0.01 0.01 0.01 0.01 0.01 0.01 0.01 0.01 ] [0.1777357 0.18906713 0.19629331 0.2081973 0.22659637 0.24432678 0.25940746 0.2693631 0.27725572 0.27972869 0.28069367 0.28249699 0.28359746 0.28285143 0.28172499 0.27869209 0.2743101 0.27146059 0.27074781 0.2698435 0.2682154 0.26599297 0.26350821 0.26096619 0.256418 0.24573282 0.22693006 0.19663661 0.17906648 0.16803069] [0.68053272 0.67754562 0.67671116 0.67324371 0.66444854 0.65474409 0.64754713 0.6422158 0.63473054 0.63249781 0.62948611 0.62326411 0.61792136 0.61279366 0.60454997 0.59727081 0.59184299 0.5874677 0.58648083 0.58644637 0.58663669 0.58732031 0.58888672 0.59134195 0.59247207 0.58878367 0.57813151 0.55699679 0.55020723 0.55186471] [0.49999933 0.49996543 0.49968074 0.47192806 0.46971306 0.46934413 0.46961821 0.46855428 0.46687756 0.46533388 0.46283505 0.45964474 0.4570121 0.45358614 0.44830021 0.4427291 0.43782088 0.43420587 0.43301075 0.43236492 0.43168164 0.43183892 0.43426277 0.43809792 0.49683998 0.49683998 0.49683998 0.49683998 0.49683998 0.49683998] [0. 0. 0. 0. 0. 0. 0. 0. 0. 0. 0. 0. 0. 0. 0. 0. 0. 0. 0. 0. 0. 0. 0. 0. 0. 0. 0. 0. 0. 0. ] [1. 1. 1. 0.94906814 0.94575161 0.94404371 0.94261744 0.94048686 0.93676697 0.93292958 0.92800715 0.92198358 0.91653792 0.90996899 0.90101916 0.89135809 0.88265902 0.87678985 0.87577933 0.8756292 0.87552697 0.87546727 0.8755307 0.87568724 1. 1. 1. 1. 1. 1. ] [0. 0. 0. 0.05093186 0.05424839 0.05595629 0.05738256 0.05951314 0.06323303 0.06707042 0.07199285 0.07801642 0.08346208 0.09003101 0.09898084 0.10864191 0.11734098 0.12321015 0.12422067 0.1243708 0.12447303 0.12453273 0.1244693 0.12431276 0. 0. 0. 0. 0. 0. ] [0.23283079 0.24243439 0.25280113 0.26931553 0.29169444 0.31147433 0.32826653 0.34077887 0.35313535 0.36021319 0.36708509 0.37611669 0.38375196 0.39088864 0.400502 0.40906238 0.41511927 0.41931276 0.41981262 0.41908846 0.41758303 0.41543224 0.41287137 0.4101415 0.40900531 0.41270721 0.42339971 0.44461817 0.45154908 0.45010159] [0.49999933 0.49996543 0.49968074 0.52625538 0.52757801 0.52903084 0.53082627 0.53203496 0.53432612 0.53687566 0.53962742 0.54286225 0.54603832 0.54961921 0.55387978 0.5586138 0.56298459 0.56563002 0.5655128 0.5650203 0.56424676 0.56267912 0.55948521 0.55558205 0.49683998 0.49683998 0.49683998 0.49683998 0.49683998 0.49683998] [0.7356278 0.73091288 0.73321898 0.73436195 0.72954661 0.72189163 0.71640619 0.71363157 0.71061017 0.71298231 0.71587753 0.71688381 0.71807587 0.72083087 0.72332698 0.7276411 0.73265216 0.73531987 0.73554563 0.73569132 0.73600433 0.73675959 0.73824989 0.74051726 0.74505937 0.75575807 0.77460116 0.80497835 0.82268984 0.83393561] [0. 0. 0. 0. 0. 0. 0.00414613 0.07368568 0.08 0.08 0.08 0.08 0.08 0.08 0.08 0.08 0.08 0.08 0.08 0.08 0.08 0.08 0.08 0.08 0.08 0.08 0.08 0.08 0.08 0.08 ] [0. 0. 0. 0. 0. 0. 0. 0. 0. 0. 0. 0. 0. 0. 0. 0. 0. 0. 0. 0. 0. 0. 0. 0. 0. 0. 0. 0. 0. 0. ] [0. 0. 0. 0. 0. 0. 0. 0. 0. 0. 0. 0. 0. 0. 0. 0. 0. 0. 0. 0. 0. 0. 0. 0. 0. 0. 0. 0. 0. 0. ] [0. 0. 0. 0. 0. 0. 0. 0. 0. 0. 0. 0. 0. 0. 0. 0. 0. 0. 0. 0. 0. 0. 0. 0. 0. 0. 0. 0. 0. 0. ] [0. 0. 0. 0. 0. 0. 0. 0. 0. 0. 0. 0. 0. 0. 0. 0. 0. 0. 0. 0. 0. 0. 0. 0. 0. 0. 0. 0. 0. 0. ] [0. 0. 0. 0. 0. 0. 0. 0. 0. 0. 0. 0. 0. 0. 0. 0. 0. 0. 0. 0. 0. 0. 0. 0. 0. 0. 0. 0. 0. 0. ] [0. 0. 0. 0. 0. 0. 0. 0. 0. 0. 0. 0. 0. 0. 0. 0. 0. 0. 0. 0. 0. 0. 0. 0. 0. 0. 0. 0. 0. 0. ]] | 2D array of the non-dimensional start point defined along the outer profile of a layer. The TE suction side is 0, the TE pressure side is 1. The first dimension represents each layer, the second dimension represents each entry along blade span.
rotorse.rs.brs.layer_end_nd | intermediate |  | [[1. 1. 1. 1. 1. 1. 1. 1. 1. 1. 1. 1. 1. 1. 1. 1. 1. 1. 1. 1. 1. 1. 1. 1. 1. 1. 1. 1. 1. 1. ] [1. 1. 1. 1. 1. 1. 1. 1. 0.99474148 0.99 0.99 0.99 0.99 0.99 0.99 0.99 0.99 0.99 0.99 0.99 0.99 0.99 0.99 0.99 0.99 0.99 0.99 0.99 0.99 0.99 ] [0.23283079 0.24243439 0.25280113 0.26931553 0.29169444 0.31147433 0.32826653 0.34077887 0.35313535 0.36021319 0.36708509 0.37611669 0.38375196 0.39088864 0.400502 0.40906238 0.41511927 0.41931276 0.41981262 0.41908846 0.41758303 0.41543224 0.41287137 0.4101415 0.40900531 0.41270721 0.42339971 0.44461817 0.45154908 0.45010159] [0.7356278 0.73091288 0.73321898 0.73436195 0.72954661 0.72189163 0.71640619 0.71363157 0.71061017 0.71298231 0.71587753 0.71688381 0.71807587 0.72083087 0.72332698 0.7276411 0.73265216 0.73531987 0.73554563 0.73569132 0.73600433 0.73675959 0.73824989 0.74051726 0.74505937 0.75575807 0.77460116 0.80497835 0.82268984 0.83393561] [0.49999933 0.49996543 0.49968074 0.52625538 0.52757801 0.52903084 0.53082627 0.53203496 0.53432612 0.53687566 0.53962742 0.54286225 0.54603832 0.54961921 0.55387978 0.5586138 0.56298459 0.56563002 0.5655128 0.5650203 0.56424676 0.56267912 0.55948521 0.55558205 0.49683998 0.49683998 0.49683998 0.49683998 0.49683998 0.49683998] [0. 0. 0. 0.05093186 0.05424839 0.05595629 0.05738256 0.05951314 0.06323303 0.06707042 0.07199285 0.07801642 0.08346208 0.09003101 0.09898084 0.10864191 0.11734098 0.12321015 0.12422067 0.1243708 0.12447303 0.12453273 0.1244693 0.12431276 0. 0. 0. 0. 0. 0. ] [1. 1. 1. 1. 1. 1. 1. 1. 1. 1. 1. 1. 1. 1. 1. 1. 1. 1. 1. 1. 1. 1. 1. 1. 1. 1. 1. 1. 1. 1. ] [0.1777357 0.18906713 0.19629331 0.2081973 0.22659637 0.24432678 0.25940746 0.2693631 0.27725572 0.27972869 0.28069367 0.28249699 0.28359746 0.28285143 0.28172499 0.27869209 0.2743101 0.27146059 0.27074781 0.2698435 0.2682154 0.26599297 0.26350821 0.26096619 0.256418 0.24573282 0.22693006 0.19663661 0.17906648 0.16803069] [0.49999933 0.49996543 0.49968074 0.47192806 0.46971306 0.46934413 0.46961821 0.46855428 0.46687756 0.46533388 0.46283505 0.45964474 0.4570121 0.45358614 0.44830021 0.4427291 0.43782088 0.43420587 0.43301075 0.43236492 0.43168164 0.43183892 0.43426277 0.43809792 0.49683998 0.49683998 0.49683998 0.49683998 0.49683998 0.49683998] [0.68053272 0.67754562 0.67671116 0.67324371 0.66444854 0.65474409 0.64754713 0.6422158 0.63473054 0.63249781 0.62948611 0.62326411 0.61792136 0.61279366 0.60454997 0.59727081 0.59184299 0.5874677 0.58648083 0.58644637 0.58663669 0.58732031 0.58888672 0.59134195 0.59247207 0.58878367 0.57813151 0.55699679 0.55020723 0.55186471] [1. 1. 1. 0.94906814 0.94575161 0.94404371 0.94261744 0.94048686 0.93676697 0.93292958 0.92800715 0.92198358 0.91653792 0.90996899 0.90101916 0.89135809 0.88265902 0.87678985 0.87577933 0.8756292 0.87552697 0.87546727 0.8755307 0.87568724 1. 1. 1. 1. 1. 1. ] [1. 1. 1. 1. 1. 1. 0.99585387 0.92631432 0.92 0.92 0.92 0.92 0.92 0.92 0.92 0.92 0.92 0.92 0.92 0.92 0.92 0.92 0.92 0.92 0.92 0.92 0.92 0.92 0.92 0.92 ] [0. 0. 0. 0. 0. 0. 0. 0. 0. 0. 0. 0. 0. 0. 0. 0. 0. 0. 0. 0. 0. 0. 0. 0. 0. 0. 0. 0. 0. 0. ] [0. 0. 0. 0. 0. 0. 0. 0. 0. 0. 0. 0. 0. 0. 0. 0. 0. 0. 0. 0. 0. 0. 0. 0. 0. 0. 0. 0. 0. 0. ] [0. 0. 0. 0. 0. 0. 0. 0. 0. 0. 0. 0. 0. 0. 0. 0. 0. 0. 0. 0. 0. 0. 0. 0. 0. 0. 0. 0. 0. 0. ] [0. 0. 0. 0. 0. 0. 0. 0. 0. 0. 0. 0. 0. 0. 0. 0. 0. 0. 0. 0. 0. 0. 0. 0. 0. 0. 0. 0. 0. 0. ] [0. 0. 0. 0. 0. 0. 0. 0. 0. 0. 0. 0. 0. 0. 0. 0. 0. 0. 0. 0. 0. 0. 0. 0. 0. 0. 0. 0. 0. 0. ] [0. 0. 0. 0. 0. 0. 0. 0. 0. 0. 0. 0. 0. 0. 0. 0. 0. 0. 0. 0. 0. 0. 0. 0. 0. 0. 0. 0. 0. 0. ]] | 2D array of the non-dimensional end point defined along the outer profile of a layer. The TE suction side is 0, the TE pressure side is 1. The first dimension represents each layer, the second dimension represents each entry along blade span.
rotorse.rs.brs.root_M | intermediate | N*m | [ 16416778.68642143 -87723124.92630082 -0. ] | Blade root moment in blade c.s.
rotorse.rs.constr.strainU_spar | intermediate |  | [-1.52921008e-03 -1.45585550e-03 -1.67480367e-03 -1.98358091e-03 -2.64704946e-03 -2.94594714e-03 -2.96766066e-03 -3.08212859e-03 -3.13230118e-03 -2.97130191e-03 -2.81977473e-03 -2.81531831e-03 -2.73383938e-03 -2.74636576e-03 -2.90712559e-03 -3.07211932e-03 -3.06884800e-03 -2.99733920e-03 -2.79946878e-03 -2.56357564e-03 -2.36123724e-03 -2.16079392e-03 -1.90910478e-03 -1.60473151e-03 -1.26383486e-03 -1.00015930e-03 -7.90882022e-04 -6.17065607e-04 -4.64319468e-04 1.33081291e-06] | strain in spar cap on upper surface at location xu,yu_strain with loads P_strain
rotorse.rs.constr.strainL_spar | intermediate |  | [ 1.50510628e-03 1.40561891e-03 1.66689300e-03 2.12171548e-03 2.66283101e-03 2.73853569e-03 2.72735053e-03 2.89566255e-03 2.94418131e-03 2.74891280e-03 2.64554780e-03 2.64641306e-03 2.56919900e-03 2.58754092e-03 2.77790678e-03 2.93379545e-03 2.94363183e-03 2.88964295e-03 2.70709164e-03 2.48481209e-03 2.28865615e-03 2.09352729e-03 1.84689423e-03 1.55782804e-03 1.22457588e-03 9.72448270e-04 7.74146568e-04 6.09780866e-04 4.60628007e-04 -1.33960005e-06] | strain in spar cap on lower surface at location xl,yl_strain with loads P_strain
rotorse.rs.constr.strainU_te | intermediate |  | [ 9.74140393e-05 6.63948935e-05 2.18323361e-04 -9.70879854e-04 -4.11561022e-04 1.87003647e-04 8.50313934e-04 2.75907342e-04 7.01921338e-04 7.77459582e-04 7.67959967e-04 7.65362414e-04 3.01859023e-04 3.03927699e-04 2.77012986e-04 2.86073111e-04 2.97584225e-04 3.98192870e-04 5.17039482e-04 6.64792524e-04 7.54606316e-04 7.88904051e-04 7.44412667e-04 7.18195658e-04 -2.17220604e-04 -1.63154866e-04 -9.59692851e-05 -3.36792917e-05 -1.29934672e-05 -1.00309754e-07] | strain in trailing edge on upper surface at location xu,yu_strain with loads P_strain
rotorse.rs.constr.strainL_te | intermediate |  | [ 9.74140393e-05 6.63948935e-05 2.18323361e-04 -3.72555079e-04 3.36668970e-04 9.27633690e-04 1.04196447e-03 8.95398449e-04 1.07136898e-03 1.19742329e-03 1.17067618e-03 1.16064236e-03 8.85168058e-04 8.68620116e-04 8.58975188e-04 8.53492035e-04 8.39474649e-04 8.89777040e-04 9.37061424e-04 1.04364303e-03 1.07969152e-03 1.05107897e-03 9.54192314e-04 8.93242512e-04 -2.17220604e-04 -1.63154866e-04 -9.59692851e-05 -3.36792917e-05 -1.29934672e-05 -1.00309754e-07] | strain in trailing edge on lower surface at location xl,yl_strain with loads P_strain
rotorse.s | intermediate |  | [0. 0.03448276 0.06896552 0.10344828 0.13793103 0.17241379 0.20689655 0.24137931 0.27586207 0.31034483 0.34482759 0.37931034 0.4137931 0.44827586 0.48275862 0.51724138 0.55172414 0.5862069 0.62068966 0.65517241 0.68965517 0.72413793 0.75862069 0.79310345 0.82758621 0.86206897 0.89655172 0.93103448 0.96551724 1. ] | 1D array of the non-dimensional spanwise grid defined along blade axis (0-blade root, 1-blade tip)
rotorse.rs.constr.rated_Omega | intermediate | rpm | [7.49032509] | rotor rotation speed at rated
rotorse.rs.constr.flap_mode_freqs | intermediate | Hz | [0.51260776 1.47158183 3.24301015 5.50663832 8.1851583 ] | Frequencies associated with mode shapes in the flap direction
rotorse.rs.constr.edge_mode_freqs | intermediate | Hz | [ 0.673149 1.99401622 4.34274961 7.45967472 11.50193371] | Frequencies associated with mode shapes in the edge direction
rotorse.rs.constr.tors_mode_freqs | intermediate | Hz | [0. 0. 0. 0. 0.] | Frequencies associated with mode shapes in the torsional direction
rotorse.blade_span_cg | output | m | [31.52190602] | Distance along the blade span for its center of gravity
rotorse.rs.x_az | output | m | [ 0.00000000e+00 3.48488731e-02 8.35849537e-02 1.39221829e-01 1.91500748e-01 2.30939940e-01 2.49056478e-01 2.49556450e-01 2.46144107e-01 2.40410508e-01 2.32895278e-01 2.16929943e-01 1.75665546e-01 1.00176811e-01 -4.58517075e-04 -1.13006389e-01 -2.44050977e-01 -4.16510188e-01 -6.21633422e-01 -8.46385439e-01 -1.08030800e+00 -1.33007939e+00 -1.60264478e+00 -1.89518421e+00 -2.20238659e+00 -2.52341668e+00 -2.86414227e+00 -3.22562784e+00 -3.60522070e+00 -4.00000000e+00] | location of blade in azimuth x-coordinate system (prebend)
rotorse.rs.y_az | output | m | [0. 0. 0. 0. 0. 0. 0. 0. 0. 0. 0. 0. 0. 0. 0. 0. 0. 0. 0. 0. 0. 0. 0. 0. 0. 0. 0. 0. 0. 0.] | location of blade in azimuth y-coordinate system (sweep)
rotorse.rs.z_az | output | m | [ 3.97 8.00944801 12.04889602 16.08834403 20.12779205 24.16724006 28.20668807 32.24613608 36.28558409 40.3250321 44.36448011 48.40392813 52.44337614 56.48282415 60.52227216 64.56172017 68.60116818 72.64061619 76.68006421 80.71951222 84.75896023 88.79840824 92.83785625 96.87730426 100.91675227 104.95620029 108.9956483 113.03509631 117.07454432 121.11399233] | location of blade in azimuth z-coordinate system (from root to tip)
rotorse.rs.frame.Px_af | intermediate | N/m | [ 2102.0431462 2393.36613038 2749.12456571 3626.79374538 4437.95923941 5256.19194084 6153.29312888 6997.33874355 7956.31722991 8606.48712642 9182.92733992 9657.48249011 10416.38822655 11035.46929723 11059.11116091 11156.80010966 11823.19528001 13074.6037723 14686.82382704 16028.10054368 16945.07833894 17832.4432113 18663.42374575 19362.61547111 19637.10691571 18667.60129314 16550.46928775 13380.1520603 9185.13792588 4270.32843786] | distributed load (force per unit length) in airfoil x-direction
rotorse.rs.frame.Py_af | intermediate | N/m | [ 839.65330331 888.58431964 651.39359619 74.79519848 -628.97630825 -1148.43343508 -1492.71267659 -1730.08979403 -2033.38203235 -2218.08999259 -2351.88020275 -2429.14077979 -2584.7927723 -2723.57483114 -2642.16541541 -2595.04162127 -2728.38338274 -3061.33464162 -3429.29726614 -3610.98713882 -3617.4095702 -3577.53606123 -3517.23444487 -3460.81698197 -3364.5720059 -3085.51812022 -2654.0064148 -2095.5533413 -1427.12941898 -677.38526089] | distributed load (force per unit length) in airfoil y-direction
rotorse.rs.frame.Pz_af | intermediate | N/m | [-23469.582128 -13295.71224894 -4980.88718543 151.26291771 3135.56788466 4375.98930498 4987.08143803 5581.7846969 6369.43257325 7407.3576127 8510.9532242 9579.65621142 10543.05539743 11181.48109449 11685.23714524 12144.58561623 12571.71308592 12339.29856386 11663.01872443 10615.82891822 9868.92125483 9148.63369031 8355.72485447 7364.07430916 6336.173143 5153.78963918 4004.89535911 2891.96640414 1400.71185204 374.57125635] | distributed load (force per unit length) in airfoil z-direction
rotorse.A | output | m**2 | [1.65005494 1.41571424 1.08681751 1.8062742 1.40227507 1.13980759 0.96797346 0.84210499 0.74261502 0.67557961 0.61324964 0.55168435 0.50309123 0.45055035 0.39624815 0.35057731 0.31577641 0.280534 0.24857001 0.21646104 0.1905682 0.1667969 0.1444155 0.12189005 0.09481115 0.07653833 0.05845168 0.04021797 0.01414181 0.00352726] | airfoil cross section material area
rotorse.EA | output | N | [4.61615283e+10 4.18899267e+10 3.49881662e+10 3.04721183e+10 2.63517306e+10 2.40039360e+10 2.33823360e+10 2.29463976e+10 2.33457831e+10 2.41820291e+10 2.51239718e+10 2.60656519e+10 2.63512597e+10 2.55986878e+10 2.48357801e+10 2.40880116e+10 2.33382951e+10 2.21669923e+10 2.01279845e+10 1.75468216e+10 1.52543840e+10 1.30620514e+10 1.09005272e+10 8.70472580e+09 7.11526983e+09 5.67938544e+09 4.29017288e+09 2.88941501e+09 1.18953566e+09 1.39442633e+08] | axial stiffness
rotorse.EIxx | output | N*m**2 | [1.49866771e+11 1.38765284e+11 1.02052102e+11 7.67126122e+10 5.80571840e+10 4.45781304e+10 3.63162431e+10 3.06729651e+10 2.71648979e+10 2.41884793e+10 2.10289344e+10 1.81565998e+10 1.59234240e+10 1.35450896e+10 1.12134628e+10 9.25593399e+09 7.79271151e+09 5.89974757e+09 4.42269652e+09 3.00346315e+09 2.31536914e+09 1.88911710e+09 1.54526948e+09 1.11427629e+09 8.36126817e+08 5.77998260e+08 3.74918671e+08 2.14379645e+08 4.74536050e+07 1.69319833e+06] | edgewise stiffness (bending about :ref:`x-axis of airfoil aligned coordinate system <blade_airfoil_coord>`)
rotorse.EIyy | output | N*m**2 | [1.49997154e+11 1.53151247e+11 1.09758337e+11 6.53898755e+10 3.82705324e+10 2.92497720e+10 2.40221637e+10 1.82618593e+10 1.44748021e+10 1.30559213e+10 1.13259159e+10 8.92979152e+09 7.55375127e+09 6.14067261e+09 4.41421797e+09 3.16593383e+09 2.42928435e+09 1.89836016e+09 1.61920062e+09 1.39370521e+09 1.15113396e+09 9.23505779e+08 7.46675009e+08 6.13759520e+08 4.89588969e+08 3.25216678e+08 1.70458486e+08 6.19792116e+07 1.03787329e+07 2.11337310e+05] | flapwise stiffness (bending about y-axis of airfoil aligned coordinate system)
rotorse.EIxy | output | N*m**2 | [ 4.23818336e+07 4.86378536e+09 7.52761004e+09 7.50612968e+09 5.95242643e+09 5.01997149e+09 4.08194914e+09 2.81504686e+09 1.89205089e+09 1.38806550e+09 9.58649152e+08 6.24928677e+08 4.35887558e+08 2.99697330e+08 1.77397651e+08 1.05232332e+08 7.72534331e+07 3.84130624e+07 7.19788693e+06 -1.38297505e+07 -1.48460206e+07 -9.57741211e+06 -4.83137261e+06 -1.68745456e+06 -1.52572885e+06 -1.03180246e+06 1.73232264e+05 1.24317281e+06 4.01086124e+05 1.73671802e+04] | coupled flap-edge stiffness
rotorse.GJ | output | N*m**2 | [8.76725405e+10 7.99114170e+10 5.15571416e+10 2.56022328e+10 1.09369103e+10 4.95616122e+09 2.15141384e+09 1.00717378e+09 5.61290863e+08 4.21826583e+08 3.37756722e+08 2.52579705e+08 2.02156814e+08 1.63181273e+08 1.17809516e+08 8.49208965e+07 6.74435559e+07 5.30029958e+07 4.54066348e+07 3.95237169e+07 3.36375426e+07 2.86773664e+07 2.50845951e+07 1.90930955e+07 1.36553484e+07 8.84885736e+06 4.80360877e+06 2.21980194e+06 6.07040415e+05 4.50711937e+04] | torsional stiffness (about axial z-direction of airfoil aligned coordinate system)
rotorse.rhoA | output | kg/m | [3189.2229457 2726.14547362 2080.64877339 1722.21441061 1221.57371342 867.86352805 663.58429315 558.71233036 510.85563862 495.6027143 488.51102398 481.62082584 471.77696014 450.85883771 428.67762998 408.66443326 390.93302915 356.79027691 315.07027351 269.0107224 235.48976296 206.33123442 178.68236774 149.70750135 122.7484425 95.37045836 70.94870005 49.13905703 22.86493605 5.8811805 ] | mass per unit length
rotorse.rhoJ | output | kg*m | [2.07213209e+04 1.90170013e+04 1.27888467e+04 8.20904782e+03 4.95566361e+03 3.22640797e+03 2.27237779e+03 1.72146550e+03 1.39772298e+03 1.20163870e+03 1.01677904e+03 8.41724054e+02 7.17332830e+02 5.91749326e+02 4.66385400e+02 3.67273090e+02 2.98565725e+02 2.27430828e+02 1.76467735e+02 1.26859932e+02 1.01282222e+02 8.51871653e+01 7.28185641e+01 5.78237054e+01 4.37932725e+01 2.78163837e+01 1.53303768e+01 7.20714326e+00 1.69801391e+00 1.11604587e-01] | polar mass moment of inertia per unit length
rotorse.x_ec | output | m | [ 6.68740982e-16 -5.03503489e-16 3.38921599e-16 -3.08282432e-05 -3.62593496e-05 -6.67263402e-05 3.38510884e-05 1.09186181e-04 -7.94874833e-06 -4.81408621e-05 -5.47600790e-05 -3.49479317e-05 -2.27332132e-05 -8.35301234e-06 -1.08641248e-05 -1.56685377e-05 -1.57103571e-05 -1.36456938e-05 5.55162571e-07 -6.25372379e-06 -3.62431523e-07 -8.98110930e-07 -1.22500002e-06 -1.16535605e-06 -1.00057065e-06 -9.72358743e-08 9.00906579e-07 1.41180601e-06 1.21430643e-17 -2.68882139e-17] | x-distance to elastic center from point about which above structural properties are computed (airfoil aligned coordinate system)
rotorse.y_ec | output | m | [ 2.84494650e-16 2.91433544e-16 2.22044605e-16 1.53884164e-03 -1.37879421e-03 -2.29315048e-03 1.17213064e-02 1.52779241e-02 -1.59843511e-03 2.00617351e-02 1.72663554e-02 1.35172117e-02 1.06517036e-02 8.44918285e-03 6.51503147e-03 4.92281342e-03 3.71050884e-03 2.33890631e-03 -1.56937320e-04 6.45611900e-04 -6.94412018e-05 -6.38393100e-05 -6.91377016e-05 -5.79180232e-05 -7.72057304e-05 -6.96185009e-05 -6.62348347e-05 -7.09552445e-05 -5.20417043e-18 2.08166817e-17] | y-distance to elastic center from point about which above structural properties are computed
rotorse.rs.strains.EI11 | intermediate | N*m**2 | [1.49854206e+11 1.37275213e+11 9.74487768e+10 6.16494692e+10 3.66178917e+10 2.77520786e+10 2.27900240e+10 1.76529845e+10 1.41987092e+10 1.28853097e+10 1.12320334e+10 8.88763446e+09 7.53110303e+09 6.12855890e+09 4.40959186e+09 3.16411576e+09 2.42817173e+09 1.89799141e+09 1.61918214e+09 1.39358640e+09 1.15094468e+09 9.23410794e+08 7.46645781e+08 6.13753831e+08 4.89582252e+08 3.25212467e+08 1.70458340e+08 6.19690714e+07 1.03743943e+07 2.11133797e+05] | stiffness w.r.t principal axis 1
rotorse.rs.strains.EI22 | intermediate | N*m**2 | [1.50009720e+11 1.54641317e+11 1.14361663e+11 8.04529463e+10 5.97097746e+10 4.60756975e+10 3.75451703e+10 3.12764835e+10 2.74409311e+10 2.43493582e+10 2.11153267e+10 1.81939942e+10 1.59430824e+10 1.35553758e+10 1.12170348e+10 9.25716830e+09 7.79350280e+09 5.89999506e+09 4.42271451e+09 3.00357464e+09 2.31555835e+09 1.88921203e+09 1.54529865e+09 1.11428195e+09 8.36133492e+08 5.78002444e+08 3.74918799e+08 2.14389771e+08 4.74579436e+07 1.69340185e+06] | stiffness w.r.t principal axis 2
rotorse.rs.strains.alpha | intermediate | deg | [ 7.34858187e+01 7.29670184e+01 5.85531512e+01 2.64876943e+01 1.55168663e+01 1.66123255e+01 1.67965186e+01 1.22048246e+01 8.30215013e+00 7.00714284e+00 5.59311747e+00 3.85918974e+00 2.97430681e+00 2.31461099e+00 1.49378334e+00 9.89762456e-01 8.25109503e-01 5.49995025e-01 1.47103868e-01 -4.92190712e-01 -7.30462420e-01 -5.68213515e-01 -3.46613749e-01 -1.93165551e-01 -2.52254140e-01 -2.33864435e-01 4.85448239e-02 4.67336336e-01 6.19744743e-01 6.71374667e-01] | Angle between blade c.s. and principal axes
rotorse.rs.strains.M1 | intermediate | N*m | [-1.90828370e+07 -1.78550734e+07 -2.79598662e+07 -5.20917209e+07 -6.32967717e+07 -6.08513749e+07 -5.62711954e+07 -5.24473178e+07 -4.87197105e+07 -4.45466189e+07 -4.03108707e+07 -3.61656143e+07 -3.21674722e+07 -2.83811704e+07 -2.48009925e+07 -2.14378991e+07 -1.83140907e+07 -1.54224585e+07 -1.27593623e+07 -1.03319680e+07 -8.15563738e+06 -6.23892724e+06 -4.57715752e+06 -3.17329642e+06 -2.03707099e+06 -1.17510719e+06 -5.77110525e+05 -2.14153827e+05 -4.12354767e+04 5.45127971e+00] | distribution along blade span of bending moment w.r.t principal axis 1
rotorse.rs.strains.M2 | intermediate | N*m | [ 8.71820408e+07 8.20361064e+07 7.35814906e+07 5.18915258e+07 2.59565658e+07 1.77604086e+07 1.59233901e+07 1.15381193e+07 5.85298068e+06 2.24563282e+06 1.49699961e+05 -1.59712084e+06 -2.68240461e+06 -3.13639809e+06 -3.38381627e+06 -3.42645639e+06 -3.20300859e+06 -2.83951604e+06 -2.43365195e+06 -2.02930121e+06 -1.61478352e+06 -1.19272447e+06 -8.25879642e+05 -5.43872613e+05 -3.40552932e+05 -1.94602271e+05 -9.33015527e+04 -3.32958303e+04 -6.31089320e+03 1.88370495e-01] | distribution along blade span of bending moment w.r.t principal axis 2
rotorse.rs.strains.F3 | intermediate | N | [6.76785445e+05 7.51041168e+05 7.87954844e+05 7.97709350e+05 7.91070861e+05 7.75899593e+05 7.56988781e+05 7.35642594e+05 7.11504442e+05 6.83679136e+05 6.51528552e+05 6.14990524e+05 5.74348214e+05 5.30470658e+05 4.84286210e+05 4.36156556e+05 3.86236469e+05 3.35923115e+05 2.87445075e+05 2.42447964e+05 2.01074435e+05 1.62664235e+05 1.27310270e+05 9.55606244e+04 6.78899126e+04 4.46833655e+04 2.61853558e+04 1.22556035e+04 3.58558081e+03 3.61524144e-11] | axial resultant along blade span
rotorse.xu_spar | output |  | [2.50072505 2.60449261 2.31291992 1.85065539 1.46557012 1.29087296 1.15066839 1.00111388 0.88443162 0.83105742 0.7594156 0.66875213 0.61757093 0.57134223 0.49834524 0.43767573 0.39287538 0.35761515 0.34570584 0.33762537 0.32604543 0.31354806 0.30575061 0.30523658 0.29818344 0.27218241 0.23033342 0.17657044 0.11549596 0.05126618] | x-position of midpoint of spar cap on upper surface for strain calculation
rotorse.xl_spar | output |  | [-2.51268147 -2.56802857 -2.32964032 -1.92742401 -1.52838995 -1.33158723 -1.18254863 -1.02609767 -0.90364574 -0.84203653 -0.77759788 -0.68193868 -0.62979458 -0.58377003 -0.51318791 -0.44824489 -0.40326683 -0.36551093 -0.35136455 -0.34093631 -0.32777331 -0.31429444 -0.3056158 -0.30523056 -0.29859189 -0.272596 -0.23120068 -0.17806873 -0.11699177 -0.05211876] | x-position of midpoint of spar cap on lower surface for strain calculation
rotorse.yu_spar | output |  | [ 0.71024922 0.56835742 0.40139473 0.12687151 -0.12807382 -0.2292767 -0.2417688 -0.24256426 -0.25196675 -0.24843873 -0.23578527 -0.22286275 -0.21344273 -0.208677 -0.20000841 -0.1885772 -0.17655949 -0.13966363 -0.10776505 -0.07314164 -0.05762185 -0.04966781 -0.04449649 -0.03206788 -0.03362362 -0.02620112 -0.01986807 -0.01565639 -0.01382252 -0.01770365] | y-position of midpoint of spar cap on upper surface for strain calculation
rotorse.yl_spar | output |  | [-0.66672806 -0.74579305 -0.6813861 -0.67744056 -0.70094663 -0.67478528 -0.58696079 -0.49323914 -0.42665323 -0.36825758 -0.31075937 -0.26177315 -0.23075549 -0.20921467 -0.18723243 -0.16788766 -0.15145894 -0.11336574 -0.08224408 -0.05055929 -0.0387199 -0.03434338 -0.03195877 -0.02087136 -0.02261779 -0.01564274 -0.0097846 -0.00602032 -0.00666962 -0.01425458] | y-position of midpoint of spar cap on lower surface for strain calculation
rotorse.xu_te | output |  | [ 1.13969561e-05 -1.43063643e-03 -1.77603845e-03 3.72299127e-01 2.82047703e-01 2.36324404e-01 6.15748161e-02 1.72123087e-01 6.23142168e-02 6.77373182e-02 6.24770853e-02 5.44921054e-02 1.33485423e-01 1.23164857e-01 1.04415640e-01 8.52920669e-02 7.42271429e-02 6.19704776e-02 5.26958822e-02 4.77410180e-02 3.69350848e-02 2.30736328e-02 1.38906892e-02 1.28934563e-02 -3.70310581e-02 -3.39737087e-02 -2.91272241e-02 -2.30016041e-02 -1.55056718e-02 -7.09317955e-03] | x-position of midpoint of trailing-edge panel on upper surface for strain calculation
rotorse.xl_te | output |  | [ 1.13969561e-05 -1.43063643e-03 -1.77603845e-03 -2.09542524e-01 -1.36760137e-01 -9.43543400e-02 -1.52549425e-02 -3.43576438e-02 -4.54348572e-02 -5.41886158e-02 -5.02377101e-02 -4.30001311e-02 -2.83285204e-03 1.57247364e-03 1.30786114e-03 1.86675683e-03 2.68454851e-03 1.75800416e-03 -3.00610701e-04 -2.94363934e-03 -8.50320510e-03 -1.53512316e-02 -1.99988256e-02 -2.06026244e-02 -3.70310581e-02 -3.39737087e-02 -2.91272241e-02 -2.30016041e-02 -1.55056718e-02 -7.09317955e-03] | x-position of midpoint of trailing-edge panel on lower surface for strain calculation
rotorse.yu_te | output |  | [-2.59984315 -2.6922969 -2.63605283 2.7742823 2.77819816 2.88124402 3.36850985 3.06966832 3.32598623 3.14622039 2.96760316 2.79386479 2.28890813 2.13622754 1.96964188 1.80946762 1.6812148 1.6389587 1.65908512 1.68785014 1.69665832 1.6965953 1.69153852 1.69094444 -0.93020562 -0.86382898 -0.74872469 -0.59347627 -0.40681391 -0.2001331 ] | y-position of midpoint of trailing-edge panel on upper surface for strain calculation
rotorse.yl_te | output |  | [-2.59984315 -2.6922969 -2.63605283 2.81960162 2.82342612 2.91767279 3.37054624 3.08385503 3.32699431 3.14689394 2.96771935 2.79397416 2.29668312 2.14387287 1.97646526 1.81522271 1.68654899 1.64363992 1.66343057 1.69242123 1.70115603 1.70073065 1.69540141 1.69478514 -0.93020562 -0.86382898 -0.74872469 -0.59347627 -0.40681391 -0.2001331 ] | y-position of midpoint of trailing-edge panel on lower surface for strain calculation
rotorse.rs.tip_pos.dx_tip | intermediate | m | [24.06964973] | deflection at tip in blade x-direction
rotorse.rs.tip_pos.dy_tip | intermediate | m | [-2.90516286] | deflection at tip in blade y-direction
rotorse.rs.tip_pos.dz_tip | intermediate | m | [-0.00212315] | deflection at tip in blade z-direction
rotorse.rs.tip_pos.3d_curv_tip | intermediate | deg | [9.58184759] | total coning angle including precone and curvature
rotorse.rs.tot_loads_gust.aeroloads_Px | intermediate | N/m | [ 424.65331117 543.96808787 965.57554565 1726.4399783 2685.10817965 3663.85314207 4661.77800578 5561.26503985 6520.07422365 7157.97211858 7710.21133107 8130.03002056 8779.7476378 9319.04099038 9314.96277621 9381.26514282 9948.72993585 11147.26716932 12790.45020358 14249.47673301 15243.04607422 16187.66346436 17091.8230991 17920.26140887 18353.50017455 17583.61009642 15675.29177391 12726.73766567 8840.55627935 4161.81766405] | distributed loads in blade-aligned x-direction
rotorse.rs.tot_loads_gust.aeroloads_Py | intermediate | N/m | [ 81.92002688 80.34814539 -200.9275766 -941.91202087 -1758.56045791 -2370.36948479 -2796.54605676 -3056.93317255 -3349.98098378 -3434.10788274 -3442.11908362 -3390.68991016 -3470.85330011 -3512.24285719 -3290.06754997 -3124.5302685 -3191.39947672 -3515.96196269 -3942.82230755 -4222.94759265 -4346.68548866 -4438.35795067 -4499.40212279 -4522.5591607 -4442.72150591 -4107.97311531 -3553.53956885 -2811.14743932 -1904.77973276 -889.83853004] | distributed loads in blade-aligned y-direction
rotorse.rs.tot_loads_gust.aeroloads_Pz | intermediate | N/m | [0. 0. 0. 0. 0. 0. 0. 0. 0. 0. 0. 0. 0. 0. 0. 0. 0. 0. 0. 0. 0. 0. 0. 0. 0. 0. 0. 0. 0. 0.] | distributed loads in blade-aligned z-direction
rotorse.rs.tot_loads_gust.aeroloads_Omega | intermediate | rpm | [7.49032509] | rotor rotation speed
rotorse.rs.tot_loads_gust.aeroloads_pitch | intermediate | deg | [4.10544821] | pitch angle
rotorse.rs.3d_curv | output | deg | [3.5057137 3.40723583 3.2598255 3.23470351 3.34956192 3.59182274 3.867972 4.02065461 4.06486327 4.09396101 4.16652424 4.40586426 4.82794432 5.24886737 5.51154777 5.72703295 6.15139015 6.67583554 7.04579829 7.24944176 7.42626931 7.69925044 8.00119931 8.24558585 8.44648297 8.68270988 8.96758588 9.2410577 9.47512548 9.58184759] | total cone angle from precone and curvature
rotorse.stall_check.aoa_along_span | intermediate | deg | [53.59676349 44.58716533 32.84349208 20.84511711 15.07778691 12.04233266 9.99603748 8.9808884 8.67301559 8.71046431 8.89620892 9.12262695 9.23178798 9.4380243 9.7449147 9.99807802 10.13423093 10.01572368 9.59075574 9.05428955 8.46800897 7.90076338 7.39616699 6.98843134 6.74173377 6.6547329 6.674426 6.7575169 6.85340058 7.10815276] | Angle of attack along blade span
rotorse.total_bc.inner_blade_cost | intermediate | USD | [1167541.80897223] | Total cost (variable and fixed) for the blade inner portion.
tcc.main_bearing_mass | intermediate | kg | [13450.33930019]
tcc.bedplate_mass | intermediate | kg | [49296.05230619]
tcc.blade_mass | intermediate | kg | [71247.57967788]
tcc.blade_cost_external | intermediate | USD | [1167541.80897223]
tcc.brake_mass | intermediate | kg | [25099.33854164]
tcc.converter_mass | intermediate | kg | [11983.85]
tcc.cover_mass | intermediate | kg | [7201.11133763]
tcc.gearbox_mass | intermediate | kg | [102866.14156412]
tcc.generator_mass | intermediate | kg | [5116.26265737]
tcc.hss_mass | intermediate | kg | [21.01305741]
tcc.hub_cost | output | USD | [87839.75098911]
tcc.hub_mass | intermediate | kg | [22523.01307413]
tcc.pitch_system_cost | output | USD | [1193616.32106537]
tcc.pitch_system_mass | intermediate | kg | [54009.7882835]
tcc.spinner_cost | output | USD | [33719.13439047]
tcc.spinner_mass | intermediate | kg | [3037.759855]
tcc.hvac_mass | intermediate | kg | [1089.18312189]
tcc.lss_mass | intermediate | kg | [13812.83149771]
tcc.lss_cost | output | USD | [164372.69482276]
tcc.main_bearing_cost | output | USD | [60526.52685085]
tcc.gearbox_cost | output | USD | [1028661.41564115]
tcc.hss_cost | output | USD | [142.88879036]
tcc.brake_cost | output | USD | [90995.14194888]
tcc.generator_cost | output | USD | [325242.05614849]
tcc.bedplate_cost | output | USD | [142958.55168795]
tcc.yaw_system_cost | output | USD | [203684.53502493]
tcc.yaw_mass | intermediate | kg | [24540.30542469]
tcc.converter_cost | output | USD | [225296.38]
tcc.hvac_cost | output | USD | [394647.39894329]
tcc.cover_cost | output | USD | [119544.93945382]
tcc.elec_cost | output | USD | [627750.]
tcc.controls_cost | output | USD | [317250.]
tcc.platforms_mass | intermediate | kg | [41726.38852536]
tcc.platforms_cost | output | USD | [713521.24378367]
tcc.transformer_cost | output | USD | [575938.]
tcc.transformer_mass | intermediate | kg | [30635.]
tcc.blade_cost | output | USD | [1167541.80897223]
tcc.rotor_cost | output | USD | [4817800.63336164]
tcc.rotor_mass_tcc | output | kg | [293313.30024627]
tcc.nacelle_cost | output | USD | [5051058.29994701]
tcc.nacelle_mass_tcc | output | kg | [340288.15663438]
tcc.tower_cost | output | USD | [2669933.52164267]
tcc.tower_mass | intermediate | kg | [947495.80089321]
tcc.turbine_cost | output | USD | [12538792.45495132]
tcc.turbine_cost_kW | output | USD/kW | [835.919497]
tcc.turbine_mass_tcc | output | kg | [1581097.25777386]
tcc.hub_system_cost | output | USD | [1315175.20644494]
tcc.hub_system_mass_tcc | output | kg | [79570.56121263]
tcc.tower_parts_cost | output | USD | [2669933.52164267]
tcc.tower_cost_external | intermediate | USD | [2669933.52164267]
tcons.rated_Omega | intermediate | rpm | [7.49032509] | rotor rotation speed at rated
tcons.tower_freq | intermediate | Hz | [0.38149483]
tcons.tip_deflection | intermediate | m | [22.92576895]
tcons.Rtip | intermediate | m | [121.11399233]
tcons.ref_axis_blade | intermediate | m | [[ 0.00000000e+00 0.00000000e+00 0.00000000e+00] [ 3.48488731e-02 0.00000000e+00 4.03944801e+00] [ 8.35849537e-02 0.00000000e+00 8.07889602e+00] [ 1.39221829e-01 0.00000000e+00 1.21183440e+01] [ 1.91500748e-01 0.00000000e+00 1.61577920e+01] [ 2.30939940e-01 0.00000000e+00 2.01972401e+01] [ 2.49056478e-01 0.00000000e+00 2.42366881e+01] [ 2.49556450e-01 0.00000000e+00 2.82761361e+01] [ 2.46144107e-01 0.00000000e+00 3.23155841e+01] [ 2.40410508e-01 0.00000000e+00 3.63550321e+01] [ 2.32895278e-01 0.00000000e+00 4.03944801e+01] [ 2.16929943e-01 0.00000000e+00 4.44339281e+01] [ 1.75665546e-01 0.00000000e+00 4.84733761e+01] [ 1.00176811e-01 0.00000000e+00 5.25128241e+01] [-4.58517075e-04 0.00000000e+00 5.65522722e+01] [-1.13006389e-01 0.00000000e+00 6.05917202e+01] [-2.44050977e-01 0.00000000e+00 6.46311682e+01] [-4.16510188e-01 0.00000000e+00 6.86706162e+01] [-6.21633422e-01 0.00000000e+00 7.27100642e+01] [-8.46385439e-01 0.00000000e+00 7.67495122e+01] [-1.08030800e+00 0.00000000e+00 8.07889602e+01] [-1.33007939e+00 0.00000000e+00 8.48284082e+01] [-1.60264478e+00 0.00000000e+00 8.88678563e+01] [-1.89518421e+00 0.00000000e+00 9.29073043e+01] [-2.20238659e+00 0.00000000e+00 9.69467523e+01] [-2.52341668e+00 0.00000000e+00 1.00986200e+02] [-2.86414227e+00 0.00000000e+00 1.05025648e+02] [-3.22562784e+00 0.00000000e+00 1.09065096e+02] [-3.60522070e+00 0.00000000e+00 1.13104544e+02] [-4.00000000e+00 0.00000000e+00 1.17143992e+02]]
tcons.ref_axis_tower | intermediate | m | [[ 0. 0. 15. ] [ 0. 0. 46.6679021 ] [ 0. 0. 91.90776224] [ 0. 0. 119.05167832] [ 0. 0. 144.386 ]]
towerse.env.distLoads.windLoads_Px | intermediate | N/m | [1175.38096494 1343.32634324 1466.93822367 1567.08585356 1685.56726354 1785.26196876 1872.15969291 1826.94599469 1776.64643329 1722.28682306 1510.18444437 1306.45902751 1106.41855772]
towerse.env.distLoads.windLoads_Py | intermediate | N/m | [0. 0. 0. 0. 0. 0. 0. 0. 0. 0. 0. 0. 0.]
towerse.env.distLoads.windLoads_Pz | intermediate | N/m | [0. 0. 0. 0. 0. 0. 0. 0. 0. 0. 0. 0. 0.]
towerse.env.distLoads.windLoads_qdyn | intermediate | N/m**2 | [151.95594034 172.68473093 187.62554289 199.53549696 213.40521653 224.89521104 234.77957188 240.13044091 245.12834696 249.8229346 253.96585114 257.90517947 261.66268931]
towerse.env.distLoads.windLoads_z | intermediate | m | [ 15. 25.55596737 36.11193473 46.6679021 61.74785548 76.82780886 91.90776224 100.95573427 110.00370629 119.05167832 127.49645221 135.94122611 144.386 ]
towerse.env.distLoads.windLoads_beta | intermediate | deg | [0.]
towerse.z_global | output | m | [ 15. 25.55596737 36.11193473 46.6679021 61.74785548 76.82780886 91.90776224 100.95573427 110.00370629 119.05167832 127.49645221 135.94122611 144.386 ]
towerse.env.Uref | intermediate | m/s | [20.76375017]
towerse.wind_reference_height | intermediate | m | [150.]
towerse.env.windLoads.U | intermediate | m/s | [15.75091525 16.79089797 17.50221177 18.04916175 18.66592296 19.16183328 19.57839592 19.80024493 20.00523797 20.1958951 20.36266496 20.51998247 20.66892331]
towerse.outer_diameter_full | output | m | [10.99362781 10.99362787 10.99362792 10.99362798 10.99362799 10.993628 10.993628 10.55345797 10.11328793 9.6731179 8.45486987 7.23662184 6.01837381]
towerse.joint1 | output | m | [ 0. 0. 15.]
towerse.joint2 | output | m | [ 0. 0. 144.386]
towerse.s_full | output | m | [0. 0.08158508 0.16317016 0.24475524 0.36130536 0.47785548 0.59440559 0.66433566 0.73426573 0.8041958 0.86946387 0.93473193 1. ]
towerse.g2e.Px_global | intermediate | N/m | [1175.38096494 1343.32634324 1466.93822367 1567.08585356 1685.56726354 1785.26196876 1872.15969291 1826.94599469 1776.64643329 1722.28682306 1510.18444437 1306.45902751 1106.41855772]
towerse.g2e.Py_global | intermediate | N/m | [0. 0. 0. 0. 0. 0. 0. 0. 0. 0. 0. 0. 0.]
towerse.g2e.Pz_global | intermediate | N/m | [0. 0. 0. 0. 0. 0. 0. 0. 0. 0. 0. 0. 0.]
towerse.g2e.qdyn_global | intermediate | Pa | [151.95594034 172.68473093 187.62554289 199.53549696 213.40521653 224.89521104 234.77957188 240.13044091 245.12834696 249.8229346 253.96585114 257.90517947 261.66268931]
towerse.lc:Px | intermediate | N/m | [0. 0. 0. 0. 0. 0. 0. 0. 0. 0. 0. 0. 0.]
towerse.lc:Py | intermediate | N/m | [0. 0. 0. 0. 0. 0. 0. 0. 0. 0. 0. 0. 0.]
towerse.lc:Pz | intermediate | N/m | [-1175.38096494 -1343.32634324 -1466.93822367 -1567.08585356 -1685.56726354 -1785.26196876 -1872.15969291 -1826.94599469 -1776.64643329 -1722.28682306 -1510.18444437 -1306.45902751 -1106.41855772]
towerse.lc:qdyn | intermediate | Pa | [151.95594034 172.68473093 187.62554289 199.53549696 213.40521653 224.89521104 234.77957188 240.13044091 245.12834696 249.8229346 253.96585114 257.90517947 261.66268931]
towerse.member.gc.d | intermediate | m | [10.99362781 10.99362798 10.993628 9.6731179 6.01837381]
towerse.member.gc.t | intermediate | m | [0.04756079 0.02730108 0.01285149 0.01262625]
towerse.member.s | output |  | [0. 0.24475524 0.59440559 0.8041958 1. ]
towerse.member.height | output | m | [129.386]
towerse.tower_outer_diameter | output | m | [10.99362781 10.99362798 10.993628 9.6731179 6.01837381]
towerse.tower_wall_thickness | output | m | [0.04756079 0.02730108 0.01285149 0.01262625]
towerse.member.E | output | Pa | [2.e+11 2.e+11 2.e+11 2.e+11]
towerse.member.G | output | Pa | [7.93e+10 7.93e+10 7.93e+10 7.93e+10]
towerse.member.sigma_y | output | Pa | [3.45e+08 3.45e+08 3.45e+08 3.45e+08]
towerse.member.rho | output | kg/m**3 | [7800. 7800. 7800. 7800.]
towerse.member.unit_cost | output | USD/kg | [0.7 0.7 0.7 0.7]
towerse.member.outfitting_factor | output |  | [1.07 1.07 1.07 1.07]
towerse.nodes_xyz | output | m | [[ 0. 0. 15. ] [ 0. 0. 25.55596737] [ 0. 0. 36.11193473] [ 0. 0. 46.6679021 ] [ 0. 0. 61.74785548] [ 0. 0. 76.82780886] [ 0. 0. 91.90776224] [ 0. 0. 100.95573427] [ 0. 0. 110.00370629] [ 0. 0. 119.05167832] [ 0. 0. 127.49645221] [ 0. 0. 135.94122611] [ 0. 0. 144.386 ]]
towerse.z_full | output | m | [ 0. 10.55596737 21.11193473 31.6679021 46.74785548 61.82780886 76.90776224 85.95573427 95.00370629 104.05167832 112.49645221 120.94122611 129.386 ]
towerse.tower_s | intermediate |  | [0. 0.24475524 0.59440559 0.8041958 1. ]
towerse.t_full | output | m | [0.04756079 0.04756079 0.04756079 0.02730108 0.02730108 0.02730108 0.01285149 0.01285149 0.01285149 0.01262625 0.01262625 0.01262625]
towerse.E_full | output | Pa | [2.e+11 2.e+11 2.e+11 2.e+11 2.e+11 2.e+11 2.e+11 2.e+11 2.e+11 2.e+11 2.e+11 2.e+11]
towerse.G_full | output | Pa | [7.93e+10 7.93e+10 7.93e+10 7.93e+10 7.93e+10 7.93e+10 7.93e+10 7.93e+10 7.93e+10 7.93e+10 7.93e+10 7.93e+10]
towerse.sigma_y_full | output | Pa | [3.45e+08 3.45e+08 3.45e+08 3.45e+08 3.45e+08 3.45e+08 3.45e+08 3.45e+08 3.45e+08 3.45e+08 3.45e+08 3.45e+08]
towerse.rho_full | output | kg/m**3 | [7800. 7800. 7800. 7800. 7800. 7800. 7800. 7800. 7800. 7800. 7800. 7800.]
towerse.outfitting_full | output |  | [1.07 1.07 1.07 1.07 1.07 1.07 1.07 1.07 1.07 1.07 1.07 1.07]
towerse.member.unit_cost_full | output | USD/kg | [0.7 0.7 0.7 0.7 0.7 0.7 0.7 0.7 0.7 0.7 0.7 0.7]
towerse.tower_height | intermediate | m | [129.386]
towerse.section_A | output | m**2 | [1.750011 1.75001101 1.75001102 1.00640929 1.00640929 1.00640929 0.4648654 0.44584991 0.42683442 0.38416896 0.33246262 0.28075628]
towerse.section_Asx | output | m**2 | [0.99499535 0.99499536 0.99499536 0.57173443 0.57173443 0.57173443 0.26393559 0.25314489 0.2423542 0.21813805 0.18879635 0.15945468]
towerse.section_Asy | output | m**2 | [0.99499535 0.99499536 0.99499536 0.57173443 0.57173443 0.57173443 0.26393559 0.25314489 0.2423542 0.21813805 0.18879635 0.15945468]
towerse.section_Ixx | output | kg*m**2 | [26.21049359 26.21049401 26.21049444 15.12898243 15.12898245 15.12898248 6.72849938 5.93611975 5.20852756 3.93424627 2.54990197 1.53562055]
towerse.section_Iyy | output | kg*m**2 | [26.21049359 26.21049401 26.21049444 15.12898243 15.12898245 15.12898248 6.72849938 5.93611975 5.20852756 3.93424627 2.54990197 1.53562055]
towerse.section_J0 | output | kg*m**2 | [52.42098717 52.42098803 52.42098889 30.25796485 30.2579649 30.25796495 13.45699877 11.87223949 10.41705512 7.86849254 5.09980394 3.07124111]
towerse.section_rho | output | kg/m**3 | [7800. 7800. 7800. 7800. 7800. 7800. 7800. 7800. 7800. 7800. 7800. 7800.]
towerse.section_E | output | Pa | [2.e+11 2.e+11 2.e+11 2.e+11 2.e+11 2.e+11 2.e+11 2.e+11 2.e+11 2.e+11 2.e+11 2.e+11]
towerse.section_G | output | Pa | [7.93e+10 7.93e+10 7.93e+10 7.93e+10 7.93e+10 7.93e+10 7.93e+10 7.93e+10 7.93e+10 7.93e+10 7.93e+10 7.93e+10]
towerse.post.cylinder_Fz | intermediate | N | [[-11818600.18171287] [-10390923.28149412] [ -8962077.19340638] [ -7776948.48642338] [ -6590191.18776012] [ -5402041.05484633] [ -5063752.59909465] [ -4739052.01954845] [ -4427980.3004625 ] [ -4166319.69942824] [ -3939796.29348407] [ -3748359.62306149]]
towerse.post.cylinder_Vx | intermediate | N | [[3179905.77533316] [3180454.00344327] [3180954.55665917] [3181372.74167512] [3182159.84234673] [3182804.9495073 ] [3180685.9139302 ] [3180804.46372741] [3180893.50955191] [3180791.63430305] [3180713.68141269] [3180594.76611886]]
towerse.post.cylinder_Vy | intermediate | N | [[32477.94218863] [32482.95571215] [32487.48162079] [32491.15897606] [32497.99302054] [32503.37627493] [32484.52775134] [32485.33424833] [32485.81812597] [32484.66040294] [32483.59266679] [32481.97712895]]
towerse.post.cylinder_Mxx | intermediate | N*m | [[-3485194.05797793] [-3140995.15015987] [-2796270.76253395] [-2302866.5272241 ] [-1808596.47958931] [-1314124.47029704] [-1017530.27799812] [ -720777.85712895] [ -423959.73245171] [ -146953.73598964] [ 129960.47292468] [ 406631.07232636]]
towerse.post.cylinder_Myy | intermediate | N*m | [[ 3.81109577e+08] [ 3.47394437e+08] [ 3.13620857e+08] [ 2.65266353e+08] [ 2.16809799e+08] [ 1.68323427e+08] [ 1.39236769e+08] [ 1.10124682e+08] [ 8.09960129e+07] [ 5.38014248e+07] [ 2.66012403e+07] [-5.99133490e+05]]
towerse.post.cylinder_Mzz | intermediate | N*m | [[-26644.48766852] [-26644.21382867] [-26643.93970196] [-26644.93681776] [-26644.54110989] [-26644.14487001] [-26645.84941593] [-26645.7609882 ] [-26645.67538073] [-26645.81764839] [-26646.15558498] [-26646.66007089]]
towerse.qdyn | output | Pa | [[151.95594034] [172.68473093] [187.62554289] [199.53549696] [213.40521653] [224.89521104] [234.77957188] [240.13044091] [245.12834696] [249.8229346 ] [253.96585114] [257.90517947] [261.66268931]]
towerse.hub_height | intermediate | m | [150.]
towerse.foundation_height | intermediate | m | [15.]
towerse.rna_mass | intermediate | kg | [633601.45688065]
towerse.rna_I | intermediate | kg*m**2 | [3.81734977e+08 2.91647955e+08 2.82325810e+08 8.29523117e+02 1.20096740e+07 1.62194057e+05]
towerse.rna_cg | intermediate | m | [-8.98508442 -0.14206074 4.07673186]
towerse.tower.rna_F | intermediate | N | [[ 3179587.20154936] [ 32474.98088414] [-3748359.62306149]]
towerse.tower.rna_M | intermediate | N*m | [[ 406630.56429369] [-599156.62626708] [ -26641.94472168]]
towerse.Px | output | N/m | [[0.] [0.] [0.] [0.] [0.] [0.] [0.] [0.] [0.] [0.] [0.] [0.] [0.]]
towerse.Py | output | N/m | [[0.] [0.] [0.] [0.] [0.] [0.] [0.] [0.] [0.] [0.] [0.] [0.] [0.]]
towerse.Pz | output | N/m | [[-1175.38096494] [-1343.32634324] [-1466.93822367] [-1567.08585356] [-1685.56726354] [-1785.26196876] [-1872.15969291] [-1826.94599469] [-1776.64643329] [-1722.28682306] [-1510.18444437] [-1306.45902751] [-1106.41855772]]
towerse.tower_mass | output | kg | [947495.80089321]
towerse.tower_center_of_mass | output | m | [44.58166812]
towerse.tower_I_base | output | kg*m**2 | [2.92236816e+09 2.92236816e+09 2.72121593e+07 0.00000000e+00 0.00000000e+00 0.00000000e+00]
af_3d.cl | intermediate |  | [[[[ 1.00000000e-04] [ 1.00000000e-04] [ 1.00000000e-04]] [[ 1.00000000e-04] [ 1.00000000e-04] [ 1.00000000e-04]] [[ 1.00000000e-04] [ 1.00000000e-04] [ 1.00000000e-04]] ... [[ 1.00000000e-04] [ 1.00000000e-04] [ 1.00000000e-04]] [[ 1.00000000e-04] [ 1.00000000e-04] [ 1.00000000e-04]] [[ 1.00000000e-04] [ 1.00000000e-04] [ 1.00000000e-04]]] [[[ 9.83423424e-05] [ 9.83423424e-05] [ 9.83423424e-05]] [[ 9.51605687e-03] [ 9.51605687e-03] [ 9.51605687e-03]] [[ 1.91408306e-02] [ 1.91408306e-02] [ 1.91408306e-02]] ... [[-1.89403741e-02] [-1.89403741e-02] [-1.89403741e-02]] [[-9.31977220e-03] [-9.31977220e-03] [-9.31977220e-03]] [[ 1.01376167e-04] [ 1.01376167e-04] [ 1.01376167e-04]]] [[[-4.18326829e-05] [-4.18326829e-05] [-4.18326829e-05]] [[ 7.25598792e-02] [ 7.25598792e-02] [ 7.25598792e-02]] [[ 1.46382470e-01] [ 1.46382470e-01] [ 1.46382470e-01]] ... [[-1.46199491e-01] [-1.46199491e-01] [-1.46199491e-01]] [[-7.24048050e-02] [-7.24048050e-02] [-7.24048050e-02]] [[ 2.19074326e-04] [ 2.19074326e-04] [ 2.19074326e-04]]] ... [[[-2.29221546e-03] [-2.29221546e-03] [-2.29221546e-03]] [[ 7.10715368e-02] [ 7.10715368e-02] [ 7.10715368e-02]] [[ 1.41815725e-01] [ 1.41815725e-01] [ 1.41815725e-01]] ... [[-1.41815756e-01] [-1.41815756e-01] [-1.41815756e-01]] [[-7.10715368e-02] [-7.10715368e-02] [-7.10715368e-02]] [[ 2.29221546e-03] [ 2.29221546e-03] [ 2.29221546e-03]]] [[[-2.29221546e-03] [-2.29221546e-03] [-2.29221546e-03]] [[ 7.10715368e-02] [ 7.10715368e-02] [ 7.10715368e-02]] [[ 1.41815725e-01] [ 1.41815725e-01] [ 1.41815725e-01]] ... [[-1.41815756e-01] [-1.41815756e-01] [-1.41815756e-01]] [[-7.10715368e-02] [-7.10715368e-02] [-7.10715368e-02]] [[ 2.29221546e-03] [ 2.29221546e-03] [ 2.29221546e-03]]] [[[-2.29221546e-03] [-2.29221546e-03] [-2.29221546e-03]] [[ 7.10715368e-02] [ 7.10715368e-02] [ 7.10715368e-02]] [[ 1.41815725e-01] [ 1.41815725e-01] [ 1.41815725e-01]] ... [[-1.41815756e-01] [-1.41815756e-01] [-1.41815756e-01]] [[-7.10715368e-02] [-7.10715368e-02] [-7.10715368e-02]] [[ 2.29221546e-03] [ 2.29221546e-03] [ 2.29221546e-03]]]] | 4D array with the lift coefficients of the airfoils. Dimension 0 is along the blade span for n_span stations, dimension 1 is along the angles of attack, dimension 2 is along the Reynolds number, dimension 3 is along the number of tabs, which may describe multiple sets at the same station, for example in presence of a flap.
af_3d.cd | intermediate |  | [[[[0.35 ] [0.35 ] [0.35 ]] [[0.35 ] [0.35 ] [0.35 ]] [[0.35 ] [0.35 ] [0.35 ]] ... [[0.35 ] [0.35 ] [0.35 ]] [[0.35 ] [0.35 ] [0.35 ]] [[0.35 ] [0.35 ] [0.35 ]]] [[[0.34034092] [0.34034092] [0.34034092]] [[0.34026441] [0.34026441] [0.34026441]] [[0.34002629] [0.34002629] [0.34002629]] ... [[0.34002629] [0.34002629] [0.34002629]] [[0.34026441] [0.34026441] [0.34026441]] [[0.34034092] [0.34034092] [0.34034092]]] [[[0.26353982] [0.26353982] [0.26353982]] [[0.26298696] [0.26298696] [0.26298696]] [[0.26125469] [0.26125469] [0.26125469]] ... [[0.26125469] [0.26125469] [0.26125469]] [[0.26298696] [0.26298696] [0.26298696]] [[0.26353982] [0.26353982] [0.26353982]]] ... [[[0.02464074] [0.02464074] [0.02464074]] [[0.0258057 ] [0.0258057 ] [0.0258057 ]] [[0.02942872] [0.02942872] [0.02942872]] ... [[0.02942872] [0.02942872] [0.02942872]] [[0.0258057 ] [0.0258057 ] [0.0258057 ]] [[0.02464074] [0.02464074] [0.02464074]]] [[[0.02464074] [0.02464074] [0.02464074]] [[0.0258057 ] [0.0258057 ] [0.0258057 ]] [[0.02942872] [0.02942872] [0.02942872]] ... [[0.02942872] [0.02942872] [0.02942872]] [[0.0258057 ] [0.0258057 ] [0.0258057 ]] [[0.02464074] [0.02464074] [0.02464074]]] [[[0.02464074] [0.02464074] [0.02464074]] [[0.0258057 ] [0.0258057 ] [0.0258057 ]] [[0.02942872] [0.02942872] [0.02942872]] ... [[0.02942872] [0.02942872] [0.02942872]] [[0.0258057 ] [0.0258057 ] [0.0258057 ]] [[0.02464074] [0.02464074] [0.02464074]]]] | 4D array with the drag coefficients of the airfoils. Dimension 0 is along the blade span for n_span stations, dimension 1 is along the angles of attack, dimension 2 is along the Reynolds number, dimension 3 is along the number of tabs, which may describe multiple sets at the same station, for example in presence of a flap.
af_3d.cm | intermediate |  | [[[[-1.00000000e-04] [-1.00000000e-04] [-1.00000000e-04]] [[-1.00000000e-04] [-1.00000000e-04] [-1.00000000e-04]] [[-1.00000000e-04] [-1.00000000e-04] [-1.00000000e-04]] ... [[-1.00000000e-04] [-1.00000000e-04] [-1.00000000e-04]] [[-1.00000000e-04] [-1.00000000e-04] [-1.00000000e-04]] [[-1.00000000e-04] [-1.00000000e-04] [-1.00000000e-04]]] [[[-1.01356524e-04] [-1.01356524e-04] [-1.01356524e-04]] [[ 8.11500431e-03] [ 8.11500431e-03] [ 8.11500431e-03]] [[ 1.30419982e-02] [ 1.30419982e-02] [ 1.30419982e-02]] ... [[-1.15877923e-02] [-1.15877923e-02] [-1.15877923e-02]] [[-7.08034885e-03] [-7.08034885e-03] [-7.08034885e-03]] [[-9.84580666e-05] [-9.84580666e-05] [-9.84580666e-05]]] [[[-2.20282711e-04] [-2.20282711e-04] [-2.20282711e-04]] [[ 6.69385521e-02] [ 6.69385521e-02] [ 6.69385521e-02]] [[ 1.11914570e-01] [ 1.11914570e-01] [ 1.11914570e-01]] ... [[-1.00582323e-01] [-1.00582323e-01] [-1.00582323e-01]] [[-6.06728852e-02] [-6.06728852e-02] [-6.06728852e-02]] [[ 3.85111946e-05] [ 3.85111946e-05] [ 3.85111946e-05]]] ... [[[-3.87920021e-03] [-3.87920021e-03] [-3.87920021e-03]] [[ 1.20276966e-01] [ 1.20276966e-01] [ 1.20276966e-01]] [[ 2.39999947e-01] [ 2.39999947e-01] [ 2.39999947e-01]] ... [[-2.99999999e-01] [-2.99999999e-01] [-2.99999999e-01]] [[-1.50346207e-01] [-1.50346207e-01] [-1.50346207e-01]] [[ 4.84900026e-03] [ 4.84900026e-03] [ 4.84900026e-03]]] [[[-3.87920021e-03] [-3.87920021e-03] [-3.87920021e-03]] [[ 1.20276966e-01] [ 1.20276966e-01] [ 1.20276966e-01]] [[ 2.39999947e-01] [ 2.39999947e-01] [ 2.39999947e-01]] ... [[-2.99999999e-01] [-2.99999999e-01] [-2.99999999e-01]] [[-1.50346207e-01] [-1.50346207e-01] [-1.50346207e-01]] [[ 4.84900026e-03] [ 4.84900026e-03] [ 4.84900026e-03]]] [[[-3.87920021e-03] [-3.87920021e-03] [-3.87920021e-03]] [[ 1.20276966e-01] [ 1.20276966e-01] [ 1.20276966e-01]] [[ 2.39999947e-01] [ 2.39999947e-01] [ 2.39999947e-01]] ... [[-2.99999999e-01] [-2.99999999e-01] [-2.99999999e-01]] [[-1.50346207e-01] [-1.50346207e-01] [-1.50346207e-01]] [[ 4.84900026e-03] [ 4.84900026e-03] [ 4.84900026e-03]]]] | 4D array with the moment coefficients of the airfoils. Dimension 0 is along the blade span for n_span stations, dimension 1 is along the angles of attack, dimension 2 is along the Reynolds number, dimension 3 is along the number of tabs, which may describe multiple sets at the same station, for example in presence of a flap.
af_3d.r_blade | intermediate | m | [ 3.97 8.00944801 12.04889602 16.08834403 20.12779205 24.16724006 28.20668807 32.24613608 36.28558409 40.3250321 44.36448011 48.40392813 52.44337614 56.48282415 60.52227216 64.56172017 68.60116818 72.64061619 76.68006421 80.71951222 84.75896023 88.79840824 92.83785625 96.87730426 100.91675227 104.95620029 108.9956483 113.03509631 117.07454432 121.11399233] | 1D array of the dimensional spanwise grid defined along the rotor (hub radius to blade tip projected on the plane)
af_3d.rotor_radius | intermediate | m | [121.11399233] | Scalar of the rotor radius, defined ignoring prebend and sweep curvatures, and cone and uptilt angles.
af_3d.r_thick | intermediate |  | [1. 0.98574825 0.86454545 0.68632751 0.5327892 0.45540856 0.39835906 0.36233624 0.34602611 0.33536612 0.32534835 0.31640414 0.30784348 0.29833481 0.28751318 0.27634816 0.26575714 0.25541929 0.24561066 0.23638575 0.22613261 0.21694509 0.21151679 0.211 0.211 0.211 0.211 0.211 0.211 0.211 ] | 1D array of the relative thicknesses of the blade defined along span.
af_3d.chord | intermediate | m | [5.2 5.43227785 5.58965873 5.68664729 5.73774817 5.75746602 5.75681708 5.64319217 5.40507306 5.09031327 4.74676632 4.42228577 4.15080252 3.8493514 3.52860555 3.23019025 2.99573081 2.86685253 2.85538776 2.86166632 2.87115409 2.88138246 2.88988278 2.89418643 2.829469 2.58553281 2.19442033 1.69232904 1.11545644 0.5 ] | 1D array of the chord values defined along blade span.
blade.compute_coord_xy_dim.chord | intermediate | m | [5.2 5.43227785 5.58965873 5.68664729 5.73774817 5.75746602 5.75681708 5.64319217 5.40507306 5.09031327 4.74676632 4.42228577 4.15080252 3.8493514 3.52860555 3.23019025 2.99573081 2.86685253 2.85538776 2.86166632 2.87115409 2.88138246 2.88988278 2.89418643 2.829469 2.58553281 2.19442033 1.69232904 1.11545644 0.5 ] | 1D array of the chord values defined along blade span.
blade.compute_coord_xy_dim.pitch_axis | intermediate |  | [0.50454545 0.47807489 0.44666867 0.41440788 0.38531574 0.35926808 0.33884066 0.32530381 0.31669675 0.31094145 0.30683687 0.30290422 0.29845254 0.29405791 0.29071241 0.28853755 0.28784499 0.28836262 0.29021159 0.29324433 0.29725802 0.30201843 0.30725241 0.31257925 0.31849838 0.32578924 0.3342759 0.3438038 0.35500776 0.36818182] | 1D array of the chordwise position of the pitch axis (0-LE, 1-TE), defined along blade span.
blade.compute_coord_xy_dim.twist | intermediate | rad | [ 0.2721763 0.25236537 0.23218033 0.21163042 0.19072484 0.1694728 0.14781485 0.12392579 0.09832536 0.07282455 0.04923432 0.02936566 0.01443578 0.00051819 -0.01261772 -0.0239116 -0.03230312 -0.03673195 -0.0365374 -0.03329801 -0.02840284 -0.02312557 -0.01873987 -0.01651942 -0.01646099 -0.01660377 -0.01703641 -0.01791993 -0.01941537 -0.02168376] | 1D array of the twist values defined along blade span. The twist is defined positive for negative rotations around the z axis (the same as in BeamDyn).
blade.compute_coord_xy_dim.coord_xy_interp | intermediate |  | [[[ 1.00000000e+00 -5.22829393e-16] [ 9.99429684e-01 -2.22597407e-02] [ 9.98063018e-01 -4.44580349e-02] ... [ 9.98120489e-01 4.38394581e-02] [ 9.99443038e-01 2.19496514e-02] [ 1.00000000e+00 -5.26828685e-16]] [[ 1.00000000e+00 1.60273967e-05] [ 9.99119395e-01 -2.22327527e-02] [ 9.96373964e-01 -4.41439934e-02] ... [ 9.97194605e-01 4.38444411e-02] [ 9.99427080e-01 2.18389134e-02] [ 1.00000000e+00 1.60273967e-05]] [[ 1.00000000e+00 1.18124776e-04] [ 9.95884445e-01 -2.12086293e-02] [ 9.83115257e-01 -4.00231086e-02] ... [ 9.89037485e-01 4.30329377e-02] [ 9.98106884e-01 2.10433601e-02] [ 1.00000000e+00 1.18124776e-04]] ... [[ 1.00000000e+00 -3.71663624e-04] [ 9.76017568e-01 2.09740027e-03] [ 9.52031329e-01 3.99388323e-03] ... [ 9.52381403e-01 9.07315534e-03] [ 9.76165313e-01 4.93304949e-03] [ 1.00000000e+00 9.38336381e-04]] [[ 1.00000000e+00 -3.71663624e-04] [ 9.76017568e-01 2.09740027e-03] [ 9.52031329e-01 3.99388323e-03] ... [ 9.52381403e-01 9.07315534e-03] [ 9.76165313e-01 4.93304949e-03] [ 1.00000000e+00 9.38336381e-04]] [[ 1.00000000e+00 -3.71663624e-04] [ 9.76017568e-01 2.09740027e-03] [ 9.52031329e-01 3.99388323e-03] ... [ 9.52381403e-01 9.07315534e-03] [ 9.76165313e-01 4.93304949e-03] [ 1.00000000e+00 9.38336381e-04]]] | 3D array of the non-dimensional x and y airfoil coordinates of the airfoils interpolated along span for n_span stations. The leading edge is place at x=0 and y=0.
blade.compute_coord_xy_dim.ref_axis | intermediate | m | [[ 0.00000000e+00 0.00000000e+00 0.00000000e+00] [ 3.48488731e-02 0.00000000e+00 4.03944801e+00] [ 8.35849537e-02 0.00000000e+00 8.07889602e+00] [ 1.39221829e-01 0.00000000e+00 1.21183440e+01] [ 1.91500748e-01 0.00000000e+00 1.61577920e+01] [ 2.30939940e-01 0.00000000e+00 2.01972401e+01] [ 2.49056478e-01 0.00000000e+00 2.42366881e+01] [ 2.49556450e-01 0.00000000e+00 2.82761361e+01] [ 2.46144107e-01 0.00000000e+00 3.23155841e+01] [ 2.40410508e-01 0.00000000e+00 3.63550321e+01] [ 2.32895278e-01 0.00000000e+00 4.03944801e+01] [ 2.16929943e-01 0.00000000e+00 4.44339281e+01] [ 1.75665546e-01 0.00000000e+00 4.84733761e+01] [ 1.00176811e-01 0.00000000e+00 5.25128241e+01] [-4.58517075e-04 0.00000000e+00 5.65522722e+01] [-1.13006389e-01 0.00000000e+00 6.05917202e+01] [-2.44050977e-01 0.00000000e+00 6.46311682e+01] [-4.16510188e-01 0.00000000e+00 6.86706162e+01] [-6.21633422e-01 0.00000000e+00 7.27100642e+01] [-8.46385439e-01 0.00000000e+00 7.67495122e+01] [-1.08030800e+00 0.00000000e+00 8.07889602e+01] [-1.33007939e+00 0.00000000e+00 8.48284082e+01] [-1.60264478e+00 0.00000000e+00 8.88678563e+01] [-1.89518421e+00 0.00000000e+00 9.29073043e+01] [-2.20238659e+00 0.00000000e+00 9.69467523e+01] [-2.52341668e+00 0.00000000e+00 1.00986200e+02] [-2.86414227e+00 0.00000000e+00 1.05025648e+02] [-3.22562784e+00 0.00000000e+00 1.09065096e+02] [-3.60522070e+00 0.00000000e+00 1.13104544e+02] [-4.00000000e+00 0.00000000e+00 1.17143992e+02]] | 2D array of the coordinates (x,y,z) of the blade reference axis, defined along blade span. The coordinate system is the one of BeamDyn: it is placed at blade root with x pointing the suction side of the blade, y pointing the trailing edge and z along the blade span. A standard configuration will have negative x values (prebend), if swept positive y values, and positive z values.
blade.compute_reynolds.local_airfoil_velocities | intermediate | m/s | [ 8.60783302 9.60425053 11.10410099 12.97292266 15.07280685 17.36931103 19.76977329 22.23344944 24.7386051 27.2778716 29.84630778 32.43881729 35.04635345 37.66635724 40.3014229 42.94259448 45.58720013 48.22863051 50.87143163 53.51970896 56.1719722 58.82528512 61.48010697 64.13363905 66.78989141 69.45593468 72.12671766 74.79816355 77.46715669 79.3661797 ]
blade.compute_reynolds.chord | intermediate | m | [5.2 5.43227785 5.58965873 5.68664729 5.73774817 5.75746602 5.75681708 5.64319217 5.40507306 5.09031327 4.74676632 4.42228577 4.15080252 3.8493514 3.52860555 3.23019025 2.99573081 2.86685253 2.85538776 2.86166632 2.87115409 2.88138246 2.88988278 2.89418643 2.829469 2.58553281 2.19442033 1.69232904 1.11545644 0.5 ]
blade.high_level_blade_props.blade_ref_axis_user | intermediate | m | [[ 0.00000000e+00 0.00000000e+00 0.00000000e+00] [ 3.48488731e-02 0.00000000e+00 4.03448276e+00] [ 8.35849537e-02 0.00000000e+00 8.06896552e+00] [ 1.39221829e-01 0.00000000e+00 1.21034483e+01] [ 1.91500748e-01 0.00000000e+00 1.61379310e+01] [ 2.30939940e-01 0.00000000e+00 2.01724138e+01] [ 2.49056478e-01 0.00000000e+00 2.42068966e+01] [ 2.49556450e-01 0.00000000e+00 2.82413793e+01] [ 2.46144107e-01 0.00000000e+00 3.22758621e+01] [ 2.40410508e-01 0.00000000e+00 3.63103448e+01] [ 2.32895278e-01 0.00000000e+00 4.03448276e+01] [ 2.16929943e-01 0.00000000e+00 4.43793103e+01] [ 1.75665546e-01 0.00000000e+00 4.84137931e+01] [ 1.00176811e-01 0.00000000e+00 5.24482759e+01] [-4.58517075e-04 0.00000000e+00 5.64827586e+01] [-1.13006389e-01 0.00000000e+00 6.05172414e+01] [-2.44050977e-01 0.00000000e+00 6.45517241e+01] [-4.16510188e-01 0.00000000e+00 6.85862069e+01] [-6.21633422e-01 0.00000000e+00 7.26206897e+01] [-8.46385439e-01 0.00000000e+00 7.66551724e+01] [-1.08030800e+00 0.00000000e+00 8.06896552e+01] [-1.33007939e+00 0.00000000e+00 8.47241379e+01] [-1.60264478e+00 0.00000000e+00 8.87586207e+01] [-1.89518421e+00 0.00000000e+00 9.27931034e+01] [-2.20238659e+00 0.00000000e+00 9.68275862e+01] [-2.52341668e+00 0.00000000e+00 1.00862069e+02] [-2.86414227e+00 0.00000000e+00 1.04896552e+02] [-3.22562784e+00 0.00000000e+00 1.08931034e+02] [-3.60522070e+00 0.00000000e+00 1.12965517e+02] [-4.00000000e+00 0.00000000e+00 1.17000000e+02]] | 2D array of the coordinates (x,y,z) of the blade reference axis, defined along blade span. The coordinate system is the one of BeamDyn: it is placed at blade root with x pointing the suction side of the blade, y pointing the trailing edge and z along the blade span. A standard configuration will have negative x values (prebend), if swept positive y values, and positive z values.
blade.high_level_blade_props.hub_radius | intermediate | m | [3.97] | Radius of the hub. It defines the distance of the blade root from the rotor center along the coned line.
blade.internal_structure_2d_fem.s | intermediate |  | [0. 0.03448276 0.06896552 0.10344828 0.13793103 0.17241379 0.20689655 0.24137931 0.27586207 0.31034483 0.34482759 0.37931034 0.4137931 0.44827586 0.48275862 0.51724138 0.55172414 0.5862069 0.62068966 0.65517241 0.68965517 0.72413793 0.75862069 0.79310345 0.82758621 0.86206897 0.89655172 0.93103448 0.96551724 1. ] | 1D array of the non-dimensional spanwise grid defined along blade axis (0-blade root, 1-blade tip)
blade.internal_structure_2d_fem.coord_xy_dim | intermediate | m | [[[ 2.57636364e+00 -2.71871284e-15] [ 2.57339799e+00 -1.15750652e-01] [ 2.56629133e+00 -2.31181781e-01] ... [ 2.56659018e+00 2.27965182e-01] [ 2.57346743e+00 1.14138187e-01] [ 2.57636364e+00 -2.73950916e-15]] [[ 2.83524222e+00 8.70652719e-05] [ 2.83045853e+00 -1.20774490e-01] [ 2.81554459e+00 -2.39802438e-01] ... [ 2.82000253e+00 2.38175187e-01] [ 2.83212996e+00 1.18635045e-01] [ 2.83524222e+00 8.70652719e-05]] [[ 3.09293328e+00 6.60277185e-04] [ 3.06992873e+00 -1.18549000e-01] [ 2.99855333e+00 -2.23715519e-01] ... [ 3.03165656e+00 2.40539436e-01] [ 3.08235141e+00 1.17625202e-01] [ 3.09293328e+00 6.60277185e-04]] ... [[ 1.11049989e+00 -6.28977145e-04] [ 1.06991372e+00 3.54949139e-03] [ 1.02932111e+00 6.75896457e-03] ... [ 1.02991355e+00 1.53547643e-02] [ 1.07016375e+00 8.34834291e-03] [ 1.11049989e+00 1.58797391e-03]] [[ 7.19460747e-01 -4.14574582e-04] [ 6.92709390e-01 2.33955863e-03] [ 6.65953785e-01 4.45500275e-03] ... [ 6.66344277e-01 1.01207095e-02] [ 6.92874192e-01 5.50260180e-03] [ 7.19460747e-01 1.04667336e-03]] [[ 3.15909091e-01 -1.85831812e-04] [ 3.03917875e-01 1.04870014e-03] [ 2.91924756e-01 1.99694161e-03] ... [ 2.92099792e-01 4.53657767e-03] [ 3.03991747e-01 2.46652474e-03] [ 3.15909091e-01 4.69168191e-04]]] | 3D array of the dimensional x and y airfoil coordinates of the airfoils interpolated along span for n_span stations. The origin is placed at the pitch axis.
blade.internal_structure_2d_fem.twist | intermediate | rad | [ 0.2721763 0.25236537 0.23218033 0.21163042 0.19072484 0.1694728 0.14781485 0.12392579 0.09832536 0.07282455 0.04923432 0.02936566 0.01443578 0.00051819 -0.01261772 -0.0239116 -0.03230312 -0.03673195 -0.0365374 -0.03329801 -0.02840284 -0.02312557 -0.01873987 -0.01651942 -0.01646099 -0.01660377 -0.01703641 -0.01791993 -0.01941537 -0.02168376] | 1D array of the twist values defined along blade span. The twist is defined positive for negative rotations around the z axis (the same as in BeamDyn).
blade.internal_structure_2d_fem.chord | intermediate | m | [5.2 5.43227785 5.58965873 5.68664729 5.73774817 5.75746602 5.75681708 5.64319217 5.40507306 5.09031327 4.74676632 4.42228577 4.15080252 3.8493514 3.52860555 3.23019025 2.99573081 2.86685253 2.85538776 2.86166632 2.87115409 2.88138246 2.88988278 2.89418643 2.829469 2.58553281 2.19442033 1.69232904 1.11545644 0.5 ] | 1D array of the chord values defined along blade span.
blade.internal_structure_2d_fem.pitch_axis | intermediate |  | [0.50454545 0.47807489 0.44666867 0.41440788 0.38531574 0.35926808 0.33884066 0.32530381 0.31669675 0.31094145 0.30683687 0.30290422 0.29845254 0.29405791 0.29071241 0.28853755 0.28784499 0.28836262 0.29021159 0.29324433 0.29725802 0.30201843 0.30725241 0.31257925 0.31849838 0.32578924 0.3342759 0.3438038 0.35500776 0.36818182] | 1D array of the chordwise position of the pitch axis (0-LE, 1-TE), defined along blade span.
blade.interp_airfoils.s | intermediate |  | [0. 0.03448276 0.06896552 0.10344828 0.13793103 0.17241379 0.20689655 0.24137931 0.27586207 0.31034483 0.34482759 0.37931034 0.4137931 0.44827586 0.48275862 0.51724138 0.55172414 0.5862069 0.62068966 0.65517241 0.68965517 0.72413793 0.75862069 0.79310345 0.82758621 0.86206897 0.89655172 0.93103448 0.96551724 1. ] | 1D array of the non-dimensional spanwise grid defined along blade axis (0-blade root, 1-blade tip)
blade.interp_airfoils.pitch_axis | intermediate |  | [0.50454545 0.47807489 0.44666867 0.41440788 0.38531574 0.35926808 0.33884066 0.32530381 0.31669675 0.31094145 0.30683687 0.30290422 0.29845254 0.29405791 0.29071241 0.28853755 0.28784499 0.28836262 0.29021159 0.29324433 0.29725802 0.30201843 0.30725241 0.31257925 0.31849838 0.32578924 0.3342759 0.3438038 0.35500776 0.36818182] | 1D array of the chordwise position of the pitch axis (0-LE, 1-TE), defined along blade span.
blade.interp_airfoils.chord | intermediate | m | [5.2 5.43227785 5.58965873 5.68664729 5.73774817 5.75746602 5.75681708 5.64319217 5.40507306 5.09031327 4.74676632 4.42228577 4.15080252 3.8493514 3.52860555 3.23019025 2.99573081 2.86685253 2.85538776 2.86166632 2.87115409 2.88138246 2.88988278 2.89418643 2.829469 2.58553281 2.19442033 1.69232904 1.11545644 0.5 ] | 1D array of the chord values defined along blade span.
blade.interp_airfoils.r_thick_yaml | intermediate |  | [0. 0. 0. 0. 0. 0. 0. 0. 0. 0. 0. 0. 0. 0. 0. 0. 0. 0. 0. 0. 0. 0. 0. 0. 0. 0. 0. 0. 0. 0.] | 1D array of the relative thicknesses of the blade defined along span.
blade.pa.s | intermediate |  | [0. 0.03448276 0.06896552 0.10344828 0.13793103 0.17241379 0.20689655 0.24137931 0.27586207 0.31034483 0.34482759 0.37931034 0.4137931 0.44827586 0.48275862 0.51724138 0.55172414 0.5862069 0.62068966 0.65517241 0.68965517 0.72413793 0.75862069 0.79310345 0.82758621 0.86206897 0.89655172 0.93103448 0.96551724 1. ] | 1D array of the non-dimensional spanwise grid defined along blade axis (0-blade root, 1-blade tip)
blade.ps.s | intermediate |  | [0. 0.03448276 0.06896552 0.10344828 0.13793103 0.17241379 0.20689655 0.24137931 0.27586207 0.31034483 0.34482759 0.37931034 0.4137931 0.44827586 0.48275862 0.51724138 0.55172414 0.5862069 0.62068966 0.65517241 0.68965517 0.72413793 0.75862069 0.79310345 0.82758621 0.86206897 0.89655172 0.93103448 0.96551724 1. ] | 1D array of the non-dimensional spanwise grid defined along blade axis (0-blade root, 1-blade tip)
high_level_tower_props.rotor_diameter | intermediate | m | [242.23775645] | Diameter of the rotor used in WISDEM. It is defined as two times the blade length plus the hub diameter.
tower_grid.ref_axis | intermediate | m | [[ 0. 0. 15. ] [ 0. 0. 46.6679021 ] [ 0. 0. 91.90776224] [ 0. 0. 119.05167832] [ 0. 0. 144.386 ]] | 2D array of the coordinates (x,y,z) of the tower reference axis. The coordinate system is the global coordinate system of OpenFAST: it is placed at tower base with x pointing downwind, y pointing on the side and z pointing vertically upwards. A standard tower configuration will have zero x and y values and positive z values.
financese.plant_aep | output | USD/kW/h | [2.57389222e+09]
financese.capacity_factor | output |  | [0.48970552] | Capacity factor of the wind farm
financese.lcoe | output | USD/kW/h | [0.08054121] | Levelized cost of energy: LCOE is the cost that, if assigned to every unit of electricity by an asset over an evaluation period, will equal the total costs during that same period when discounted to the base year.
financese.lvoe | output | USD/kW/h | [0.04] | Levelized value of energy: LVOE is the discounted sum of total value divided by the discounted sum of electrical energy generated.
financese.value_factor | output |  | [0.56338028] | Value factor is the LVOE divided by a benchmark price.
financese.nvoc | output | USD/kW/year | [-173.91448737] | Net value of capacity: NVOC is the difference in an asset’s total annualized value and annualized cost, divided by the installed capacity of the asset. NVOC ≥ 0 for economic viability.
financese.nvoe | output | USD/kW/h | [-0.04054121] | Net value of energy: NVOE is the difference between LVOE and LCOE. NVOE ≥ 0 for economic viability.
financese.slcoe | output | USD/kW/h | [0.11154121] | System LCOE: SLCOE is the negative of NVOE but further adjusted by a benchmark price. System LCOE ≤ benchmark price for economic viability.
financese.bcr | output |  | [0.4966402] | Benefit cost ratio: BCR is the discounted sum of total value divided by the discounted sum of total cost. A higher BCR is more competitive. BCR ≥ 1 for economic viability
financese.cbr | output |  | [2.01353013] | Cost benefit ratio: CBR is the inverse of BCR. CBR ≤ 1 for economic viability. A lower CBR is more competitive.
financese.roi | output |  | [-0.5033598] | Return on investment: ROI can also be expressed as BCR – 1. A higher ROI is more competitive. ROI ≥ 0 for economic viability.
financese.pm | output |  | [-1.01353013] | Profit margin: PM can also be expressed as 1 - CBR. A higher PM is more competitive. PM ≥ 0 for economic viability.
financese.plcoe | output | USD/kW/h | [0.14296064] | Profitability adjusted PLCOE is the product of a benchmark price and CBR, which is equal to LCOE divided by value factor. A lower PLCOE is more competitive. PLCOE ≤ benchmark price for economic viability.
orbit.bos_capex | output | USD | [6.16480735e+08] | Total BOS CAPEX not including commissioning or decommissioning.
orbit.total_capex | output | USD | [1.93473073e+09] | Total BOS CAPEX including commissioning and decommissioning.
orbit.total_capex_kW | output | USD/kW | [3224.55122418] | Total BOS CAPEX including commissioning and decommissioning.
orbit.installation_time | output | h | [9297.15433717] | Total balance of system installation time.
orbit.installation_capex | output | USD | [2.22461724e+08] | Total balance of system installation cost.
drivese.bear1.mb_max_defl_ang | output | rad | [0.00872665]
drivese.bear1.mb_mass | output | kg | [17762.1169806]
drivese.bear1.mb_I | output | kg*m**2 | [10644.6303412 5540.12835047 5540.12835047]
drivese.bear2.mb_max_defl_ang | output | rad | [0.078]
drivese.bear2.mb_mass | output | kg | [9138.56161978]
drivese.bear2.mb_I | output | kg*m**2 | [7438.80441996 3853.59440322 3853.59440322]
drivese.mb1_deflection | output | m | [0.00036027]
drivese.mb2_deflection | output | m | [0.00037419]
drivese.stator_deflection | output | m | [0.00167498]
drivese.mb1_angle | output | rad | [0.00149746]
drivese.mb2_angle | output | rad | [0.00149806]
drivese.stator_angle | output | rad | [0.00148939]
drivese.base_F | output | N | [[ 3179587.20154936] [ 32474.98088414] [-3748359.62306149]]
drivese.base_M | output | N*m | [[ 406630.56429369] [-599156.62626708] [ -26641.94472168]]
drivese.bedplate_axial_stress | output | Pa | [[9.44349559e+04] [1.22249289e+06] [2.76984157e+06] [4.20859634e+06] [1.72580629e+08] [3.07662824e+07] [2.89848389e+07] [8.58493500e+06] [8.17915202e+06] [4.82030557e+05] [2.20746555e+01] [9.44349813e+04] [2.90130682e+06] [4.02153651e+06] [5.46029219e+06] [2.03011050e+08] [3.93374207e+07] [4.12239155e+07] [8.57872078e+06] [8.17707772e+06] [4.82061460e+05] [2.18350302e+01]]
drivese.bedplate_shear_stress | output | Pa | [[1.37029352e+05] [2.39341466e+05] [3.36872835e+05] [4.39026508e+05] [1.68289453e+08] [1.19898605e+07] [1.18213866e+07] [9.65902955e+06] [9.65262876e+06] [3.09637313e+05] [5.17739162e+01] [1.37029406e+05] [2.67538712e+06] [2.77320837e+06] [2.87536206e+06] [1.81640952e+08] [8.57977937e+06] [8.64474505e+06] [9.65898548e+06] [9.65261633e+06] [3.09617243e+05] [5.06633744e+01]]
drivese.bedplate_bending_stress | output | Pa | [[0.] [0.] [0.] [0.] [0.] [0.] [0.] [0.] [0.] [0.] [0.] [0.] [0.] [0.] [0.] [0.] [0.] [0.] [0.] [0.] [0.] [0.]]
drivese.constr_bedplate_vonmises | output |  | [[1.29940716e-03] [6.56659271e-03] [1.43992972e-02] [2.17555969e-02] [1.72318048e+00] [1.88823714e-01] [1.80522923e-01] [9.56552993e-02] [9.46800350e-02] [3.66818334e-03] [4.69790986e-07] [1.29940766e-03] [2.78115920e-02] [3.18675841e-02] [3.75946089e-02] [1.90468174e+00] [2.13910635e-01] [2.23108489e-01] [9.56405258e-02] [9.46753001e-02] [3.66815692e-03] [4.59999869e-07]]
drivese.constr_mb1_defl | output |  | [0.17159595]
drivese.constr_mb2_defl | output |  | [0.0192059]
drivese.constr_stator_deflection | output |  | [29.39590855]
drivese.constr_stator_angle | output |  | [2.6138776]
drivese.drivetrain_spring_constant | output | N*m/rad | [3.4110541e+09]
drivese.drivetrain_damping_coefficient | output | N*m*s/rad | [11218977.46038973]
drivese.stage_ratios | output |  | [0. 0. 0.]
drivese.D_gearbox | output | m | [2.90685308]
drivese.generator_efficiency | output |  | [0.96825176 0.96825176 0.96825176 0.96825176 0.96825176 0.96825176 0.96825176 0.96825176 0.96825176 0.96825176 0.96825176 0.96825176 0.96825176 0.96825176 0.96825176 0.96825176 0.96825176 0.96825176 0.96825176 0.96825176]
drivese.hss_axial_stress | output | Pa | [[1.55343121e+07] [1.40261628e-03]]
drivese.hss_shear_stress | output | Pa | [[1.75435391e+09] [1.29415162e+09]]
drivese.hss_bending_stress | output | Pa | [[0.] [0.]]
drivese.constr_hss_vonmises | output |  | [[10.99559901] [ 8.11112639]]
drivese.hub_system_cost | output | USD | [16165.74290909]
drivese.constr_hub_diameter | output | m | [0.73466864]
drivese.spinner.spinner_diameter | output | m | [8.94]
drivese.L_lss | output | m | [5.05746282]
drivese.constr_length | output | m | [1.28343729]
drivese.torq_deflection | output | m | [8.39813231e-06]
drivese.torq_angle | output | rad | [1.84026654e-07]
drivese.lss_axial_stress | output | Pa | [[7.56194062e+05] [5.57789114e+07] [5.57227393e+07] [1.01803580e+08]]
drivese.lss_shear_stress | output | Pa | [[1.96801670e+08] [1.97521514e+08] [1.98027457e+08] [2.54050529e+08]]
drivese.constr_lss_vonmises | output |  | [[1.23346224] [1.25431689] [1.25741407] [1.63432618]]
drivese.lss_axial_load2stress | output | m**2 | [1.78442398 0. 0. 0. 5.6421079 5.6421079 ]
drivese.lss_shear_load2stress | output | m**2 | [0. 2.79123798 2.79123798 2.82105395 0. 0. ]
drivese.constr_shaft_deflection | output |  | [0.14738722]
drivese.constr_shaft_angle | output |  | [0.00032297]
drivese.hub_E | output | Pa | [1.18e+11]
drivese.hub_G | output | Pa | [4.76e+10]
drivese.hub_rho | output | kg/m**3 | [7200.]
drivese.hub_Xy | output | Pa | [2.65e+08]
drivese.hub_wohler_exp | output |  | [3.]
drivese.hub_wohler_A | output |  | [3.1e+08]
drivese.hub_mat_cost | output | USD/kg | [0.5]
drivese.spinner_rho | output | kg/m**3 | [1940.]
drivese.spinner_Xt | output | Pa | [38100000.]
drivese.spinner_mat_cost | output | USD/kg | [1.87]
drivese.lss_Xt | output | Pa | [8.14e+08]
drivese.lss_wohler_exp | output |  | [3.]
drivese.lss_wohler_A | output |  | [8.14e+08]
drivese.lss_cost | output | USD/kg | [0.9]
drivese.hss_Xt | output | Pa | [8.14e+08]
drivese.hss_wohler_exp | output |  | [3.]
drivese.hss_wohler_A | output |  | [8.14e+08]
drivese.hss_cost | output | USD/kg | [0.9]
drivese.bedplate_mat_cost | output | USD/kg | [0.7]
drivese.cover_length | output | m | [13.6132395]
drivese.cover_height | output | m | [4.9661018]
drivese.cover_width | output | m | [1.35597344]
drivese.mean_bearing_mass | output | kg | [13450.33930019]
drivese.total_bedplate_mass | output | kg | [49296.05230619]
drivese.above_yaw_mass | output | kg | [315747.85120969]
drivese.above_yaw_cm | output | m | [-1.77203377 -0.2850689 2.8505562 ]
drivese.nacelle_I | output | kg*m**2 | [2691651.05731377 3857005.5371334 4537725.80933061 148827.50865529 203319.936901 -75880.73682116]
drivese.above_yaw_I | output | kg*m**2 | [2518251.45746357 3618977.48136339 4469663.3812438 159500.56822713 96594.31254286 -93049.79790842]
drivese.above_yaw_I_TT | output | kg*m**2 | [5109573.51655175 7176121.51244253 5486803.39453578 0. 1691525.7017047 163528.45698768]
drivese.rotor_mass | output | kg | [293313.30024627]
drivese.rna_mass | output | kg | [633601.45688065]
drivese.rna_cm | output | m | [-8.98508442 -0.14206074 4.07673186]
drivese.rna_I_TT | output | kg*m**2 | [3.81734977e+08 2.91647955e+08 2.82325810e+08 8.29523117e+02 1.20096740e+07 1.62194057e+05]
drivese.hss_rpm | output | rpm | [600. 615.728369 631.45673799 647.18510699 662.91347598 678.64184498 694.37021397 710.09858297 725.82695196 741.55532096 757.28368995 773.01205895 788.74042795 804.46879694 820.19716594 835.92553493 851.65390393 867.38227292 883.11064192 898.83901091]
fixedse.env.Px | output | N/m | [ 0. 0. 0. 47890.02391368 49450.75343987 54250.77719548 62658.54443082 66367.87798292 70583.3819735 75344.90870151 86702.26985882 100922.44868576 118687.69737032 815.11519375 963.22520468 1063.41634187 1104.50910357 1141.54771364 1175.38096548]
fixedse.env.Py | output | N/m | [0. 0. 0. 0. 0. 0. 0. 0. 0. 0. 0. 0. 0. 0. 0. 0. 0. 0. 0.]
fixedse.env.Pz | output | N/m | [0. 0. 0. 0. 0. 0. 0. 0. 0. 0. 0. 0. 0. 0. 0. 0. 0. 0. 0.]
fixedse.env.qdyn | output | N/m**2 | [0.00000000e+00 0.00000000e+00 0.00000000e+00 3.11498549e+05 2.61560204e+05 2.12283107e+05 1.63738649e+05 1.47740077e+05 1.31842681e+05 1.16053604e+05 8.48339892e+04 5.41599074e+04 2.41313517e+04 1.05912368e+02 1.25081730e+02 1.37865557e+02 1.43061578e+02 1.47720605e+02 1.51955940e+02]
fixedse.env.wave.U | output | m/s | [0. 0. 0. 0.70923173 0.73137647 0.79919357 0.916918 0.96842316 1.02661696 1.09190133 1.24559745 1.43376502 1.6616115 0. 0. 0. 0. 0. 0. ]
fixedse.env.wave.W | output | m/s | [ 0. 0. 0. -0. -0.17861101 -0.36837577 -0.58114454 -0.65941927 -0.74224844 -0.83020411 -1.02396453 -1.24606279 -1.50264538 0. 0. 0. 0. 0. 0. ]
fixedse.env.wave.V | output | m/s | [0. 0. 0. 0.70923173 0.75287013 0.88000629 1.08557248 1.17161308 1.26683666 1.3716732 1.61245663 1.89956696 2.24028924 0. 0. 0. 0. 0. 0. ]
fixedse.env.wave.A | output | m/s**2 | [0. 0. 0. 0.4715592 0.48628295 0.53137368 0.60964717 0.6438923 0.68258462 0.72599136 0.82818197 0.9532922 1.10478444 0. 0. 0. 0. 0. 0. ]
fixedse.env.wave.p | output | N/m**2 | [ 0. 0. 0. 311240.75625003 261286.06204451 211955.76760966 163307.77059605 147259.43188635 131302.53544785 115442.57616473 84038.8387714 53106.37027765 22716.363445 0. 0. 0. 0. 0. 0. ]
fixedse.env.wave.phase_speed | output | m/s | [13.33783849]
fixedse.env.waveLoads.waveLoads_Px | output | N/m | [ 0. 0. 0. 47890.02391368 49450.75343987 54250.77719548 62658.54443082 66367.87798292 70583.3819735 75344.90870151 86702.26985882 100922.44868576 118687.69737032 0. 0. 0. 0. 0. 0. ]
fixedse.env.waveLoads.waveLoads_Py | output | N/m | [0. 0. 0. 0. 0. 0. 0. 0. 0. 0. 0. 0. 0. 0. 0. 0. 0. 0. 0.]
fixedse.env.waveLoads.waveLoads_Pz | output | N/m | [0. 0. 0. 0. 0. 0. 0. 0. 0. 0. 0. 0. 0. 0. 0. 0. 0. 0. 0.]
fixedse.env.waveLoads.waveLoads_qdyn | output | N/m**2 | [ 0. 0. 0. 257.79244552 274.14216652 327.33905972 430.8785456 480.64475584 540.14547492 611.02736295 795.15042154 1053.5370953 1414.98829614 0. 0. 0. 0. 0. 0. ]
fixedse.env.waveLoads.waveLoads_pt | output | N/m**2 | [ 0. 0. 0. 311498.54869554 261560.20421103 212283.10666939 163738.64914165 147740.07664219 131842.68092277 116053.60352768 84833.98919294 54159.90737295 24131.35174114 0. 0. 0. 0. 0. 0. ]
fixedse.env.waveLoads.waveLoads_z | output | m | [-50. -43.33333333 -36.66666667 -30. -25. -20. -15. -13.33333333 -11.66666667 -10. -6.66666667 -3.33333333 0. 3.33333333 6.66666667 10. 11.66666667 13.33333333 15. ]
fixedse.env.waveLoads.waveLoads_beta | output | deg | [0.]
fixedse.env.wind.U | output | m/s | [ 0. 0. 0. 0. 0. 0. 0. 0. 0. 0. 0. 0. 0. 13.14983468 14.29038379 15.00288719 15.28299455 15.52985826 15.75091525]
fixedse.env.windLoads.windLoads_Px | output | N/m | [ 0. 0. 0. 0. 0. 0. 0. 0. 0. 0. 0. 0. 0. 815.11519375 963.22520468 1063.41634187 1104.50910357 1141.54771364 1175.38096548]
fixedse.env.windLoads.windLoads_Py | output | N/m | [0. 0. 0. 0. 0. 0. 0. 0. 0. 0. 0. 0. 0. 0. 0. 0. 0. 0. 0.]
fixedse.env.windLoads.windLoads_Pz | output | N/m | [0. 0. 0. 0. 0. 0. 0. 0. 0. 0. 0. 0. 0. 0. 0. 0. 0. 0. 0.]
fixedse.env.windLoads.windLoads_qdyn | output | N/m**2 | [ 0. 0. 0. 0. 0. 0. 0. 0. 0. 0. 0. 0. 0. 105.91236824 125.08172964 137.86555715 143.06157756 147.72060479 151.95594034]
fixedse.env.windLoads.windLoads_z | output | m | [-50. -43.33333333 -36.66666667 -30. -25. -20. -15. -13.33333333 -11.66666667 -10. -6.66666667 -3.33333333 0. 3.33333333 6.66666667 10. 11.66666667 13.33333333 15. ]
fixedse.env.windLoads.windLoads_beta | output | deg | [0.]
fixedse.g2e.Px | output | N/m | [0. 0. 0. 0. 0. 0. 0. 0. 0. 0. 0. 0. 0. 0. 0. 0. 0. 0. 0.]
fixedse.g2e.Py | output | N/m | [0. 0. 0. 0. 0. 0. 0. 0. 0. 0. 0. 0. 0. 0. 0. 0. 0. 0. 0.]
fixedse.g2e.Pz | output | N/m | [ 0. 0. 0. -47890.02391368 -49450.75343987 -54250.77719548 -62658.54443082 -66367.87798292 -70583.3819735 -75344.90870151 -86702.26985882 -100922.44868576 -118687.69737032 -815.11519375 -963.22520468 -1063.41634187 -1104.50910357 -1141.54771364 -1175.38096548]
fixedse.g2e.qdyn | output | Pa | [0.00000000e+00 0.00000000e+00 0.00000000e+00 3.11498549e+05 2.61560204e+05 2.12283107e+05 1.63738649e+05 1.47740077e+05 1.31842681e+05 1.16053604e+05 8.48339892e+04 5.41599074e+04 2.41313517e+04 1.05912368e+02 1.25081730e+02 1.37865557e+02 1.43061578e+02 1.47720605e+02 1.51955940e+02]
fixedse.constr_d_to_t | output |  | [241.24570778 142.01553188 160.97810038 169.63276046 187.36308374 183.57410542]
fixedse.constr_taper | output |  | [0.99999998 0.99999998 0.99998385 0.99998665 1. 1. ]
fixedse.slope | output |  | [0.99999998 0.99999998 0.99998385 0.99998665 1. 1. ]
fixedse.thickness_slope | output |  | [1.69872759 0.88219692 0.94896602 0.90536313 1.02064005]
fixedse.member.nu_full | output |  | [0.26103405 0.26103405 0.26103405 0.26103405 0.26103405 0.26103405 0.26103405 0.26103405 0.26103405 0.26103405 0.26103405 0.26103405 0.26103405 0.26103405 0.26103405 0.26103405 0.26103405 0.26103405]
fixedse.member.nodes_r | output | m | [5.49697628 5.49697624 5.4969762 5.49697615 5.49697612 5.49697609 5.49697606 5.49694647 5.49691688 5.49688729 5.49686283 5.49683838 5.49681393 5.49681392 5.49681392 5.49681392 5.49681391 5.49681391 5.49681391]
fixedse.member.center_of_buoyancy | output | m | [ 0. 0. -25.00020893]
fixedse.member.displacement | output | m**3 | [4746.38446897]
fixedse.member.buoyancy_force | output | N | [47708227.71986037]
fixedse.member.idx_cb | output |  | [4.]
fixedse.member.Awater | output | m**2 | [94.92310683]
fixedse.member.Iwaterx | output | m**4 | [717.02454809]
fixedse.member.Iwatery | output | m**4 | [717.02454809]
fixedse.member.added_mass | output | kg | [4.86504408e+06 4.86504408e+06 2.27004356e+05 1.01359252e+09 1.01359252e+09 0.00000000e+00]
fixedse.member.waterline_centroid | output | m | [0. 0.]
fixedse.member.z_dim | output | m | [-50. -43.33333333 -36.66666667 -30. -25. -20. -15. -13.33333333 -11.66666667 -10. -6.66666667 -3.33333333 0. 3.33333333 6.66666667 10. 11.66666667 13.33333333 15. ]
fixedse.member.d_eff | output | m | [10.99395256 10.99395248 10.99395239 10.99395231 10.99395224 10.99395218 10.99395211 10.99389293 10.99383376 10.99377458 10.99372567 10.99367676 10.99362785 10.99362785 10.99362784 10.99362784 10.99362783 10.99362782 10.99362781]
fixedse.monopile_section_height | output | m | [20. 15. 5. 10. 10. 5.]
fixedse.member.sigma_ult | output | Pa | [4.5e+08 4.5e+08 4.5e+08 4.5e+08 4.5e+08 4.5e+08]
fixedse.member.wohler_exp | output |  | [3. 3. 3. 3. 3. 3.]
fixedse.member.wohler_A | output |  | [4.5e+08 4.5e+08 4.5e+08 4.5e+08 4.5e+08 4.5e+08]
fixedse.member.ballast_density | output | kg/m**3 | []
fixedse.member.ballast_unit_cost | output | USD/kg | []
fixedse.z_param | output | m | [-50. -30. -15. -10. 0. 10. 15.]
fixedse.member.sec_loc | output |  | [0. 0.33333333 0.52380952 0.66666667 0.85714286 1. ] | normalized sectional location
fixedse.member.str_tw | output | deg | [0. 0. 0. 0. 0. 0.] | structural twist of section
fixedse.member.tw_iner | output | deg | [0. 0. 0. 0. 0. 0.] | inertial twist of section
fixedse.member.mass_den | output | kg/m | [13081.94766408 22158.03290699 19563.91921847 18571.14165192 16822.94991881 17168.27471824] | sectional mass per unit length
fixedse.member.foreaft_iner | output | kg*m | [196015.19381493 330090.44648359 291924.79658432 277278.49387194 251453.94665046 256559.01410697] | sectional fore-aft intertia per unit length about the Y_G inertia axis
fixedse.member.sideside_iner | output | kg*m | [196015.19381493 330090.44648359 291924.79658432 277278.49387194 251453.94665046 256559.01410697] | sectional side-side intertia per unit length about the Y_G inertia axis
fixedse.member.foreaft_stff | output | N*m**2 | [4.69722487e+12 7.91014729e+12 6.99556186e+12 6.64458409e+12 6.02573560e+12 6.14807127e+12] | sectional fore-aft bending stiffness per unit length about the Y_E elastic axis
fixedse.member.sideside_stff | output | N*m**2 | [4.69722487e+12 7.91014729e+12 6.99556186e+12 6.64458409e+12 6.02573560e+12 6.14807127e+12] | sectional side-side bending stiffness per unit length about the Y_E elastic axis
fixedse.member.tor_stff | output | N*m**2 | [3.72489932e+12 6.27274680e+12 5.54748056e+12 5.26915518e+12 4.77840833e+12 4.87542052e+12] | sectional torsional stiffness
fixedse.member.axial_stff | output | N | [3.13490239e+11 5.30985692e+11 4.68821453e+11 4.45030953e+11 4.03138028e+11 4.11413245e+11] | sectional axial stiffness
fixedse.member.cg_offst | output | m | [0. 0. 0. 0. 0. 0.] | offset from the sectional center of mass
fixedse.member.sc_offst | output | m | [0. 0. 0. 0. 0. 0.] | offset from the sectional shear center
fixedse.member.tc_offst | output | m | [0. 0. 0. 0. 0. 0.] | offset from the sectional tension center
fixedse.member.axial_load2stress | output | m**2 | [[0. 0. 0.6379784 0.23405208 0.23405208 0. ] [0. 0. 0.37665798 0.13898543 0.13898543 0. ] [0. 0. 0.42660164 0.15715483 0.15715483 0. ] [0. 0. 0.44940694 0.16545356 0.16545356 0. ] [0. 0. 0.496108 0.18244458 0.18244458 0. ] [0. 0. 0.48612922 0.17881425 0.17881425 0. ]]
fixedse.member.shear_load2stress | output | m**2 | [[1.04876361 1.04876361 0. 0. 0. 0.11702604] [0.61835969 0.61835969 0. 0. 0. 0.06949271] [0.70062143 0.70062143 0. 0. 0. 0.07857741] [0.73818316 0.73818316 0. 0. 0. 0.08272678] [0.81510183 0.81510183 0. 0. 0. 0.09122229] [0.79866644 0.79866644 0. 0. 0. 0.08940713]]
fixedse.member.labor_hours | output | h | [1029.76739903]
fixedse.member.shell_cost | output | USD | [2842512.60387108]
fixedse.member.shell_mass | output | kg | [1131611.33227724]
fixedse.member.shell_z_cg | output | m | [33.93349921]
fixedse.member.shell_I_base | output | kg*m**2 | [1.67054215e+09 1.67054215e+09 3.38028081e+07 0.00000000e+00 0.00000000e+00 0.00000000e+00]
fixedse.member.section_D | output | m | [10.99395252 10.99395243 10.99395235 10.99395227 10.99395221 10.99395214 10.99392252 10.99386335 10.99380417 10.99375012 10.99370121 10.99365231 10.99362785 10.99362784 10.99362784 10.99362783 10.99362782 10.99362781]
fixedse.member.section_t | output | m | [0.04876161 0.04876161 0.04876161 0.08283269 0.08283269 0.08283269 0.07307475 0.07307475 0.07307475 0.06934545 0.06934545 0.06934545 0.06278281 0.06278281 0.06278281 0.06407866 0.06407866 0.06407866]
fixedse.member.section_sigma_y | output | Pa | [3.45e+08 3.45e+08 3.45e+08 3.45e+08 3.45e+08 3.45e+08 3.45e+08 3.45e+08 3.45e+08 3.45e+08 3.45e+08 3.45e+08 3.45e+08 3.45e+08 3.45e+08 3.45e+08 3.45e+08 3.45e+08]
fixedse.monopile_mass | output | kg | [1231611.33227724]
fixedse.monopile_cost | output | USD | [3342512.60387108]
fixedse.monopile_z_cg | output | m | [36.45592654]
fixedse.monopile_I_base | output | kg*m**2 | [2.09455290e+09 2.09455290e+09 3.68243044e+07 0.00000000e+00 0.00000000e+00 0.00000000e+00]
fixedse.structural_mass | output | kg | [2179107.13317045]
fixedse.structural_cost | output | USD | [6012446.12551375]
fixedse.monopile.section_L | output | m | [ 6.66666667 6.66666667 6.66666667 5. 5. 5. 1.66666667 1.66666667 1.66666667 3.33333333 3.33333333 3.33333333 3.33333333 3.33333333 3.33333333 1.66666667 1.66666667 1.66666667 10.55596737 10.55596737 10.55596737 15.07995338 15.07995338 15.07995338 9.04797203 9.04797203 9.04797203 8.44477389 8.44477389 8.44477389]
fixedse.f1 | output | Hz | [0.2925126]
fixedse.f2 | output | Hz | [0.29435561]
fixedse.structural_frequencies | output | Hz | [0.2925126 0.29435561 0.93872655 1.11794786 1.21574335 2.24375362]
fixedse.fore_aft_freqs | output | Hz | [0.29435561 1.21574335 2.33096915]
fixedse.side_side_freqs | output | Hz | [0.2925126 1.11794786 2.24375362]
fixedse.torsion_freqs | output | Hz | [5.07318616 0. 0. ]
fixedse.fore_aft_modes | output |  | [[ 1.08310367 -0.22928174 -0.04950698 0.54659537 -0.35091032] [-3.54181393 4.37714313 -1.10884509 0.12180464 1.15171125] [-5.42162704 11.13754365 -3.40031434 6.42043015 -7.73603242]]
fixedse.side_side_modes | output |  | [[ 1.07334284 -0.22350009 -0.0434792 0.52770018 -0.33406373] [-3.68565443 4.23122903 -0.62764072 -1.04656698 2.1286331 ] [-5.11821654 10.27634046 -3.75918964 6.98499827 -7.38393255]]
fixedse.torsion_modes | output |  | [[ -6.06407221 34.19572783 -83.90600764 96.17749382 -39.40314179] [ 0. 0. 0. 0. 0. ] [ 0. 0. 0. 0. 0. ]]
fixedse.tower_fore_aft_modes | output |  | [[ 0.78082866 1.52011588 -3.87559431 4.27068444 -1.69603467] [-0.41769051 3.49729888 -7.47744697 8.44720184 -3.04936324] [ 1.23212247 -0.02390684 3.47357523 -3.76837092 0.08658006]]
fixedse.tower_side_side_modes | output |  | [[ 0.767346 1.54485154 -3.93012623 4.32862242 -1.71069373] [-0.50472465 3.69049737 -8.03029851 8.99639554 -3.15186975] [ 1.01623179 0.40367449 2.11296876 -2.11956043 -0.41331462]]
fixedse.tower_torsion_modes | output |  | [[ -4.76013605 36.9623298 -98.16069593 113.77547494 -46.81697276] [ 0. 0. 0. 0. 0. ] [ 0. 0. 0. 0. 0. ]]
fixedse.monopile.monopile_deflection | output | m | [[3.82034318e-04] [4.85596537e-04] [1.46637685e-04] [3.64194123e-03] [9.26965951e-03] [1.64328400e-02] [2.50839813e-02] [2.83061113e-02] [3.17072179e-02] [3.52853094e-02] [4.29879129e-02] [5.14106284e-02] [6.05366359e-02] [7.03945056e-02] [8.09907871e-02] [9.23069274e-02] [9.82262759e-02] [1.04315177e-01] [1.10571355e-01] [1.54841239e-01] [2.06691373e-01] [2.65394954e-01] [3.64485137e-01] [4.81568544e-01] [6.12972048e-01] [7.00141958e-01] [7.94631654e-01] [8.95279346e-01] [9.93745779e-01] [1.09530904e+00] [1.19564846e+00]]
fixedse.monopile.top_deflection | output | m | [1.19564846]
fixedse.monopile.monopile_Fz | output | N | [[-26897243.03252533] [-26042003.77679062] [-25028727.44599571] [-23701364.12320772] [-22358258.04054121] [-20982462.68120463] [-20556263.74507669] [-20123528.58153135] [-19683389.09108057] [-18808959.33186939] [-17892329.39196719] [-16922926.25199554] [-16175841.99081109] [-15623003.1058972 ] [-15069754.52389439] [-14787369.7350611 ] [-14504920.48786755] [-14222412.77141755]]
fixedse.monopile.monopile_Vx | output | N | [[ -6241432.48801953] [-12159660.88676617] [-10980795.29097858] [ 3180334.81233185] [ 3180548.283136 ] [ 3180773.93430165] [ 3179999.2164881 ] [ 3180028.69721929] [ 3180059.53913517] [ 3180593.40939503] [ 3180739.35678613] [ 3180905.87943223] [ 3180789.66755993] [ 3180465.78706536] [ 3180526.22051046] [ 3180088.65161124] [ 3180103.13602636] [ 3180117.42240247]]
fixedse.monopile.monopile_Vy | output | N | [[ -58929.79389408] [-114529.82453326] [-102505.52986048] [ 32482.064973 ] [ 32484.07695307] [ 32486.19911258] [ 32478.87299374] [ 32479.14953028] [ 32479.4386599 ] [ 32484.47075418] [ 32485.83658156] [ 32487.39338878] [ 32486.28880145] [ 32483.2340542 ] [ 32483.79213058] [ 32479.68232066] [ 32479.81550826] [ 32479.94667908]]
fixedse.monopile.monopile_Mxx | output | N*m | [[ -861740.85405108] [-2472261.56706409] [-4138361.07624716] [-4897639.48181876] [-4733657.79051666] [-4569454.50986136] [-4514690.1520872 ] [-4459905.07808192] [-4405100.59053527] [-4295421.0202354 ] [-4185678.4859636 ] [-4075891.6444401 ] [-3966072.95047898] [-3856212.88983059] [-3746304.10091618] [-3691342.69680304] [-3636374.04602467] [-3581399.2372972 ]]
fixedse.monopile.monopile_Myy | output | N*m | [[9.09602777e+07] [2.61303052e+08] [4.38234979e+08] [5.19739698e+08] [5.03671991e+08] [4.87580638e+08] [4.82213640e+08] [4.76844417e+08] [4.71473105e+08] [4.60722897e+08] [4.49965858e+08] [4.39203957e+08] [4.28438514e+08] [4.17668485e+08] [4.06893076e+08] [4.01504551e+08] [3.96115204e+08] [3.90725150e+08]]
fixedse.monopile.monopile_Mzz | output | N*m | [[ -4201.65689637] [ -9275.06039514] [-16272.86602147] [-26644.90507216] [-26644.74805782] [-26644.58918293] [-26644.75553124] [-26644.69844652] [-26644.64048602] [-26644.72246378] [-26644.59906283] [-26644.4697063 ] [-26644.58107522] [-26644.46467901] [-26644.378547 ] [-26644.24512698] [-26644.20201715] [-26644.15889762]]
fixedse.monopile.mudline_F | output | N | [[ 3180334.81233185] [ 32482.064973 ] [-25028727.44599577]]
fixedse.monopile.mudline_M | output | N*m | [[-5.06134901e+06] [ 5.35778482e+08] [-2.66449051e+04]]
fixedse.monopile.monopile_tower_z_full | output | m | [-50. -43.33333333 -36.66666667 -30. -25. -20. -15. -13.33333333 -11.66666667 -10. -6.66666667 -3.33333333 0. 3.33333333 6.66666667 10. 11.66666667 13.33333333 15. 25.55596737 36.11193473 46.6679021 61.74785548 76.82780886 91.90776224 100.95573427 110.00370629 119.05167832 127.49645221 135.94122611 144.386 ]
fixedse.monopile.monopile_tower_outer_diameter_full | output | m | [10.99395256 10.99395248 10.99395239 10.99395231 10.99395224 10.99395218 10.99395211 10.99389293 10.99383376 10.99377458 10.99372567 10.99367676 10.99362785 10.99362785 10.99362784 10.99362784 10.99362783 10.99362782 10.99362781 10.99362787 10.99362792 10.99362798 10.99362799 10.993628 10.993628 10.55345797 10.11328793 9.6731179 8.45486987 7.23662184 6.01837381]
fixedse.monopile.monopile_tower_t_full | output | m | [0.0455716 0.0455716 0.0455716 0.07741373 0.07741373 0.07741373 0.06829416 0.06829416 0.06829416 0.06480883 0.06480883 0.06480883 0.05867553 0.05867553 0.05867553 0.05988659 0.05988659 0.05988659 0.04756079 0.04756079 0.04756079 0.02730108 0.02730108 0.02730108 0.01285149 0.01285149 0.01285149 0.01262625 0.01262625 0.01262625]
fixedse.monopile.monopile_tower_rho_sec | output | kg/m**3 | [7800. 7800. 7800. 7800. 7800. 7800. 7800. 7800. 7800. 7800. 7800. 7800. 7800. 7800. 7800. 7800. 7800. 7800. 7800. 7800. 7800. 7800. 7800. 7800. 7800. 7800. 7800. 7800. 7800. 7800.]
fixedse.monopile.monopile_tower_E_sec | output | Pa | [2.e+11 2.e+11 2.e+11 2.e+11 2.e+11 2.e+11 2.e+11 2.e+11 2.e+11 2.e+11 2.e+11 2.e+11 2.e+11 2.e+11 2.e+11 2.e+11 2.e+11 2.e+11 2.e+11 2.e+11 2.e+11 2.e+11 2.e+11 2.e+11 2.e+11 2.e+11 2.e+11 2.e+11 2.e+11 2.e+11]
fixedse.monopile.monopile_tower_G_sec | output | Pa | [7.93e+10 7.93e+10 7.93e+10 7.93e+10 7.93e+10 7.93e+10 7.93e+10 7.93e+10 7.93e+10 7.93e+10 7.93e+10 7.93e+10 7.93e+10 7.93e+10 7.93e+10 7.93e+10 7.93e+10 7.93e+10 7.93e+10 7.93e+10 7.93e+10 7.93e+10 7.93e+10 7.93e+10 7.93e+10 7.93e+10 7.93e+10 7.93e+10 7.93e+10 7.93e+10]
fixedse.monopile.monopile_tower_A_sec | output | m**2 | [1.67717279 1.67717278 1.67717276 2.84077347 2.84077345 2.84077343 2.50820836 2.50819477 2.50818119 2.38092625 2.3809156 2.38090494 2.15678845 2.15678845 2.15678845 2.20106086 2.20106086 2.20106086 1.750011 1.75001101 1.75001102 1.00640929 1.00640929 1.00640929 0.4648654 0.44584991 0.42683442 0.38416896 0.33246262 0.28075628]
fixedse.monopile.monopile_tower_Asx_sec | output | m**2 | [0.95350372 0.95350372 0.95350371 1.61718175 1.61718174 1.61718173 1.42731204 1.42730433 1.42729662 1.35468338 1.35467733 1.35467129 1.22684058 1.22684058 1.22684057 1.25208717 1.25208717 1.25208717 0.99499535 0.99499536 0.99499536 0.57173443 0.57173443 0.57173443 0.26393559 0.25314489 0.2423542 0.21813805 0.18879635 0.15945468]
fixedse.monopile.monopile_tower_Asy_sec | output | m**2 | [0.95350372 0.95350372 0.95350371 1.61718175 1.61718174 1.61718173 1.42731204 1.42730433 1.42729662 1.35468338 1.35467733 1.35467129 1.22684058 1.22684058 1.22684057 1.25208717 1.25208717 1.25208717 0.99499535 0.99499536 0.99499536 0.57173443 0.57173443 0.57173443 0.26393559 0.25314489 0.2423542 0.21813805 0.18879635 0.15945468]
fixedse.monopile.monopile_tower_J0_sec | output | kg*m**2 | [50.26030729 50.26030611 50.26030493 84.63857752 84.63857602 84.63857452 74.85372823 74.85251194 74.85129567 71.09800421 71.09704971 71.09609522 64.47537103 64.47537094 64.47537085 65.78436275 65.78436259 65.78436244 52.42098717 52.42098803 52.42098889 30.25796485 30.2579649 30.25796495 13.45699877 11.87223949 10.41705512 7.86849254 5.09980394 3.07124111]
fixedse.monopile.monopile_tower_Ixx_sec | output | kg*m**2 | [25.13015364 25.13015305 25.13015246 42.31928876 42.31928801 42.31928726 37.42686411 37.42625597 37.42564784 35.54900211 35.54852486 35.54804761 32.23768551 32.23768547 32.23768542 32.89218137 32.8921813 32.89218122 26.21049359 26.21049401 26.21049444 15.12898243 15.12898245 15.12898248 6.72849938 5.93611975 5.20852756 3.93424627 2.54990197 1.53562055]
fixedse.monopile.monopile_tower_Iyy_sec | output | kg*m**2 | [25.13015364 25.13015305 25.13015246 42.31928876 42.31928801 42.31928726 37.42686411 37.42625597 37.42564784 35.54900211 35.54852486 35.54804761 32.23768551 32.23768547 32.23768542 32.89218137 32.8921813 32.89218122 26.21049359 26.21049401 26.21049444 15.12898243 15.12898245 15.12898248 6.72849938 5.93611975 5.20852756 3.93424627 2.54990197 1.53562055]
fixedse.monopile.monopile_tower_sigma_y_full | output | Pa | [3.45e+08 3.45e+08 3.45e+08 3.45e+08 3.45e+08 3.45e+08 3.45e+08 3.45e+08 3.45e+08 3.45e+08 3.45e+08 3.45e+08 3.45e+08 3.45e+08 3.45e+08 3.45e+08 3.45e+08 3.45e+08 3.45e+08 3.45e+08 3.45e+08 3.45e+08 3.45e+08 3.45e+08 3.45e+08 3.45e+08 3.45e+08 3.45e+08 3.45e+08 3.45e+08]
fixedse.monopile.monopile_tower_bending_height | output | m | [174.386]
fixedse.monopile.monopile_tower_qdyn | output | Pa | [[0.00000000e+00] [0.00000000e+00] [0.00000000e+00] [3.11498549e+05] [2.61560204e+05] [2.12283107e+05] [1.63738649e+05] [1.47740077e+05] [1.31842681e+05] [1.16053604e+05] [8.48339892e+04] [5.41599074e+04] [2.41313517e+04] [1.05912368e+02] [1.25081730e+02] [1.37865557e+02] [1.43061578e+02] [1.47720605e+02] [1.51955940e+02] [1.72684731e+02] [1.87625543e+02] [1.99535497e+02] [2.13405217e+02] [2.24895211e+02] [2.34779572e+02] [2.40130441e+02] [2.45128347e+02] [2.49822935e+02] [2.53965851e+02] [2.57905179e+02] [2.61662689e+02]]
fixedse.monopile.monopile_tower_Fz | output | N | [[-2.68972430e+07] [-2.60420038e+07] [-2.50287274e+07] [-2.37013641e+07] [-2.23582580e+07] [-2.09824627e+07] [-2.05562637e+07] [-2.01235286e+07] [-1.96833891e+07] [-1.88089593e+07] [-1.78923294e+07] [-1.69229263e+07] [-1.61758420e+07] [-1.56230031e+07] [-1.50697545e+07] [-1.47873697e+07] [-1.45049205e+07] [-1.42224128e+07] [-1.18165039e+07] [-1.03903504e+07] [-8.96267351e+06] [-7.77917678e+06] [-6.59404807e+06] [-5.40729077e+06] [-5.06918901e+06] [-4.74406065e+06] [-4.43252019e+06] [-4.16974573e+06] [-3.94148410e+06] [-3.09955794e-09]]
fixedse.monopile.monopile_tower_Vx | output | N | [[-6.24143249e+06] [-1.21596609e+07] [-1.09807953e+07] [ 3.18033481e+06] [ 3.18054828e+06] [ 3.18077393e+06] [ 3.17999922e+06] [ 3.18002870e+06] [ 3.18005954e+06] [ 3.18059341e+06] [ 3.18073936e+06] [ 3.18090588e+06] [ 3.18078967e+06] [ 3.18046579e+06] [ 3.18052622e+06] [ 3.18008865e+06] [ 3.18010314e+06] [ 3.18011742e+06] [ 3.18257611e+06] [ 3.18308934e+06] [ 3.18355673e+06] [ 3.18347587e+06] [ 3.18418813e+06] [ 3.18475816e+06] [ 3.18121603e+06] [ 3.18128610e+06] [ 3.18132128e+06] [ 3.18112050e+06] [ 3.18096248e+06] [ 1.14967433e+03]]
fixedse.monopile.monopile_tower_Vy | output | N | [[-5.89297939e+04] [-1.14529825e+05] [-1.02505530e+05] [ 3.24820650e+04] [ 3.24840770e+04] [ 3.24861991e+04] [ 3.24788730e+04] [ 3.24791495e+04] [ 3.24794387e+04] [ 3.24844708e+04] [ 3.24858366e+04] [ 3.24873934e+04] [ 3.24862888e+04] [ 3.24832341e+04] [ 3.24837921e+04] [ 3.24796823e+04] [ 3.24798155e+04] [ 3.24799467e+04] [ 3.25029090e+04] [ 3.25075629e+04] [ 3.25117461e+04] [ 3.25107223e+04] [ 3.25167903e+04] [ 3.25214050e+04] [ 3.24893956e+04] [ 3.24897238e+04] [ 3.24896793e+04] [ 3.24875860e+04] [ 3.24857440e+04] [ 8.64325387e+00]]
fixedse.monopile.monopile_tower_Mxx | output | N*m | [[-8.61740854e+05] [-2.47226157e+06] [-4.13836108e+06] [-4.89763948e+06] [-4.73365779e+06] [-4.56945451e+06] [-4.51469015e+06] [-4.45990508e+06] [-4.40510059e+06] [-4.29542102e+06] [-4.18567849e+06] [-4.07589164e+06] [-3.96607295e+06] [-3.85621289e+06] [-3.74630410e+06] [-3.69134270e+06] [-3.63637405e+06] [-3.58139924e+06] [-3.23312141e+06] [-2.88461629e+06] [-2.53616199e+06] [-2.03828348e+06] [-1.54028420e+06] [-1.04278243e+06] [-7.44774536e+05] [-4.46785199e+05] [-1.48905187e+05] [ 1.28926891e+05] [ 4.06485247e+05] [-1.31016230e-04]]
fixedse.monopile.monopile_tower_Myy | output | N*m | [[ 9.09602777e+07] [ 2.61303052e+08] [ 4.38234979e+08] [ 5.19739698e+08] [ 5.03671991e+08] [ 4.87580638e+08] [ 4.82213640e+08] [ 4.76844417e+08] [ 4.71473105e+08] [ 4.60722897e+08] [ 4.49965858e+08] [ 4.39203957e+08] [ 4.28438514e+08] [ 4.17668485e+08] [ 4.06893076e+08] [ 4.01504551e+08] [ 3.96115204e+08] [ 3.90725150e+08] [ 3.56575814e+08] [ 3.22399492e+08] [ 2.88225906e+08] [ 2.39390392e+08] [ 1.90531410e+08] [ 1.41716757e+08] [ 1.12476102e+08] [ 8.32282998e+07] [ 5.39820006e+07] [ 2.66946358e+07] [-5.79762301e+05] [ 1.74277790e-02]]
fixedse.monopile.monopile_tower_Mzz | output | N*m | [[-4.20165690e+03] [-9.27506040e+03] [-1.62728660e+04] [-2.66449051e+04] [-2.66447481e+04] [-2.66445892e+04] [-2.66447555e+04] [-2.66446984e+04] [-2.66446405e+04] [-2.66447225e+04] [-2.66445991e+04] [-2.66444697e+04] [-2.66445811e+04] [-2.66444647e+04] [-2.66443785e+04] [-2.66442451e+04] [-2.66442020e+04] [-2.66441589e+04] [-2.66444871e+04] [-2.66442134e+04] [-2.66439396e+04] [-2.66449370e+04] [-2.66445419e+04] [-2.66441462e+04] [-2.66458532e+04] [-2.66457651e+04] [-2.66456793e+04] [-2.66458216e+04] [-2.66461590e+04] [ 1.22143225e-11]]
fixedse.post.axial_stress | output | Pa | [[ 3860315.16104574] [41632732.48675607] [80940743.04025327] [59170227.65406849] [57555834.78676818] [55949877.60275131] [62631226.23248644] [62015841.73320094] [61403087.11592156] [63343958.06677558] [62066111.31672711] [60809651.43917653] [65555764.4324569 ] [63975608.53598481] [62394725.26652466] [60382428.56952704] [59610059.65010668] [58837599.2345074 ]]
fixedse.post.shear_stress | output | Pa | [[ 6546538.51747971] [12754189.93323745] [11518540.1405967 ] [ 1968423.89447951] [ 1968555.90345203] [ 1968695.44445287] [ 2230036.44843019] [ 2230069.15515277] [ 2230102.81588508] [ 2350032.49353989] [ 2350150.72238457] [ 2350284.14084645] [ 2595074.27075693] [ 2594810.25479294] [ 2594859.51014309] [ 2542188.88192359] [ 2542200.44900384] [ 2542211.85790799]]
fixedse.post.hoop_stress | output | Pa | [[-0.00000000e+00] [-0.00000000e+00] [-1.87090472e+07] [-2.02025463e+07] [-1.67048166e+07] [-1.32562269e+07] [-1.24575112e+07] [-1.11817796e+07] [-9.91444047e+06] [-8.46909523e+06] [-5.85973112e+06] [-3.30060302e+06] [-1.12923282e+06] [-1.07621931e+04] [-1.22509168e+04] [-1.28225051e+04] [-1.32723242e+04] [-1.36782943e+04]]
fixedse.post.hoop_stress_euro | output | Pa | [[0.] [0.] [0.] [0.] [0.] [0.] [0.] [0.] [0.] [0.] [0.] [0.] [0.] [0.] [0.] [0.] [0.] [0.]]
fixedse.post.constr_stress | output |  | [[0.06093179] [0.23975126] [0.47757248] [0.36386044] [0.34369198] [0.32410852] [0.35510485] [0.34797772] [0.34095258] [0.34640704] [0.33228376] [0.31873701] [0.33716447] [0.32627052] [0.31825271] [0.30801092] [0.3040936 ] [0.30017598]]
fixedse.post.constr_shell_buckling | output |  | [[0.14238636] [0.19362695] [0.51761129] [0.1556595 ] [0.13164247] [0.10821068] [0.05637972] [0.05277512] [0.04933292] [0.07381025] [0.06134249] [0.05070847] [0.05146457] [0.04589326] [0.04469373] [0.03734351] [0.03678143] [0.03622089]]
fixedse.post.constr_global_buckling | output |  | [[0.20532548] [0.40667343] [0.61520354] [0.41865888] [0.40432795] [0.3899157 ] [0.43587619] [0.43050068] [0.42510596] [0.43632746] [0.4248539 ] [0.4132427 ] [0.443754 ] [0.43213197] [0.42050693] [0.40638311] [0.4006715 ] [0.39495986]]
fixedse.post_monopile_tower.axial_stress | output | Pa | [[ 3.86031516e+06] [ 4.16327325e+07] [ 8.09407430e+07] [ 5.91702277e+07] [ 5.75558348e+07] [ 5.59498776e+07] [ 6.26312262e+07] [ 6.20158417e+07] [ 6.14030871e+07] [ 6.33439581e+07] [ 6.20661113e+07] [ 6.08096514e+07] [ 6.55557644e+07] [ 6.39756085e+07] [ 6.23947253e+07] [ 6.03824286e+07] [ 5.96100597e+07] [ 5.88375992e+07] [ 6.80312172e+07] [ 6.16783965e+07] [ 5.53270216e+07] [ 7.92512413e+07] [ 6.26759954e+07] [ 4.61184961e+07] [ 7.91446143e+07] [ 6.18008954e+07] [ 4.08829160e+07] [ 1.98969135e+07] [-1.07661058e+07] [ 3.76088340e-02]]
fixedse.post_monopile_tower.shear_stress | output | Pa | [[6.54653852e+06] [1.27541899e+07] [1.15185401e+07] [1.96842389e+06] [1.96855590e+06] [1.96869544e+06] [2.23003645e+06] [2.23006916e+06] [2.23010282e+06] [2.35003249e+06] [2.35015072e+06] [2.35028414e+06] [2.59507427e+06] [2.59481025e+06] [2.59485951e+06] [2.54218888e+06] [2.54220045e+06] [2.54221186e+06] [3.20154462e+06] [3.20206041e+06] [3.20253012e+06] [5.57323325e+06] [5.57447899e+06] [5.57547597e+06] [1.20642960e+07] [1.25793075e+07] [1.31400805e+07] [1.45991683e+07] [1.68700194e+07] [7.21024179e+03]]
fixedse.post_monopile_tower.hoop_stress | output | Pa | [[-0.00000000e+00] [-0.00000000e+00] [-1.87090472e+07] [-2.02025463e+07] [-1.67048166e+07] [-1.32562269e+07] [-1.24575112e+07] [-1.11817796e+07] [-9.91444047e+06] [-8.46909523e+06] [-5.85973112e+06] [-3.30060302e+06] [-1.12923282e+06] [-1.07621931e+04] [-1.22509168e+04] [-1.28225051e+04] [-1.32723242e+04] [-1.36782943e+04] [-1.86789309e+04] [-2.07312618e+04] [-2.22761811e+04] [-4.14676192e+04] [-4.40142486e+04] [-4.61606673e+04] [-9.94118425e+04] [-9.74230376e+04] [-9.51308684e+04] [-9.02876376e+04] [-7.93891036e+04] [-6.80501821e+04]]
fixedse.post_monopile_tower.hoop_stress_euro | output | Pa | [[0.] [0.] [0.] [0.] [0.] [0.] [0.] [0.] [0.] [0.] [0.] [0.] [0.] [0.] [0.] [0.] [0.] [0.] [0.] [0.] [0.] [0.] [0.] [0.] [0.] [0.] [0.] [0.] [0.] [0.]]
fixedse.post_monopile_tower.constr_stress | output |  | [[6.09317879e-02] [2.39751261e-01] [4.77572484e-01] [3.63860440e-01] [3.43691977e-01] [3.24108516e-01] [3.55104854e-01] [3.47977719e-01] [3.40952576e-01] [3.46407044e-01] [3.32283760e-01] [3.18737010e-01] [3.37164475e-01] [3.26270517e-01] [3.18252708e-01] [3.08010923e-01] [3.04093602e-01] [3.00175981e-01] [3.47266938e-01] [3.15073754e-01] [2.82913495e-01] [4.06231943e-01] [3.22701760e-01] [2.39805868e-01] [4.16645946e-01] [3.33577845e-01] [2.38235608e-01] [1.63820450e-01] [1.58338686e-01] [3.51949483e-04]]
fixedse.post_monopile_tower.constr_shell_buckling | output |  | [[0.14238636] [0.19362695] [0.51761129] [0.1556595 ] [0.13164247] [0.10821068] [0.05637972] [0.05277512] [0.04933292] [0.07381025] [0.06134249] [0.05070847] [0.05146457] [0.04589326] [0.04469373] [0.03734351] [0.03678143] [0.03622089] [0.0667848 ] [0.06257493] [0.05844488] [0.18848704] [0.17883726] [0.16923331] [0.74267533] [0.72955525] [0.71773803] [0.72113955] [0.72171376] [0.00996168]]
fixedse.post_monopile_tower.constr_global_buckling | output |  | [[3.82756769e-01] [7.30446478e-01] [1.08802221e+00] [7.16949069e-01] [6.90587688e-01] [6.64133554e-01] [7.44654556e-01] [7.34766219e-01] [7.24844071e-01] [7.43721908e-01] [7.22565214e-01] [7.01129360e-01] [7.53741571e-01] [7.33037274e-01] [7.12372908e-01] [6.87584906e-01] [6.77462082e-01] [6.67350229e-01] [7.57272354e-01] [6.79868135e-01] [6.03073284e-01] [8.83037598e-01] [7.03448074e-01] [5.26161289e-01] [9.75100172e-01] [8.27363825e-01] [6.39560944e-01] [4.63364464e-01] [2.18972630e-01] [3.40994343e-10]]
fixedse.z_start | output | m | [-50.]
fixedse.constr_diam_consistency | output |  | [1.]
fixedse.soil.z_k | output | N/m | [-20. -17.77777778 -15.55555556 -13.33333333 -11.11111111 -8.88888889 -6.66666667 -4.44444444 -2.22222222 -0. ]
fixedse.soil.k | output | N/m | [[1.63380716e+10 1.96698253e+12 1.63380716e+10 1.96698253e+12 1.18505112e+10 1.24021892e+11] [1.49547734e+10 1.46274797e+12 1.49547734e+10 1.46274797e+12 1.11038445e+10 1.24021892e+11] [1.35714752e+10 1.06339498e+12 1.35714752e+10 1.06339498e+12 1.03571779e+10 1.24021892e+11] [1.21881769e+10 7.55813364e+11 1.21881769e+10 7.55813364e+11 9.61051120e+09 1.24021892e+11] [1.08048787e+10 5.26892931e+11 1.08048787e+10 5.26892931e+11 8.86384453e+09 1.24021892e+11] [9.42158042e+09 3.63523480e+11 9.42158042e+09 3.63523480e+11 8.11717786e+09 1.24021892e+11] [8.03828217e+09 2.52594816e+11 8.03828217e+09 2.52594816e+11 7.37051120e+09 1.24021892e+11] [6.65498392e+09 1.80996742e+11 6.65498392e+09 1.80996742e+11 6.62384453e+09 1.24021892e+11] [5.27168568e+09 1.35619061e+11 5.27168568e+09 1.35619061e+11 5.87717786e+09 1.24021892e+11] [3.88838743e+09 1.03351577e+11 3.88838743e+09 1.03351577e+11 5.13051120e+09 1.24021892e+11]]
rotorse.ccblade.CP | output |  | [0.45731825] | Rotor power coefficient
rotorse.ccblade.CM | output |  | [0.15997349] | Blade flapwise moment coefficient
rotorse.ccblade.local_airfoil_velocities | output | m/s | [ 8.60783302 9.60425053 11.10410099 12.97292266 15.07280685 17.36931103 19.76977329 22.23344944 24.7386051 27.2778716 29.84630778 32.43881729 35.04635345 37.66635724 40.3014229 42.94259448 45.58720013 48.22863051 50.87143163 53.51970896 56.1719722 58.82528512 61.48010697 64.13363905 66.78989141 69.45593468 72.12671766 74.79816355 77.46715669 79.3661797 ] | Local relative velocities for the airfoils
rotorse.ccblade.P | output | W | [0.] | Rotor aerodynamic power
rotorse.ccblade.T | output | N*m | [0.] | Rotor aerodynamic thrust
rotorse.ccblade.Q | output | N*m | [0.] | Rotor aerodynamic torque
rotorse.ccblade.M | output | N*m | [0.] | Blade root flapwise moment
rotorse.ccblade.a | output |  | [0.07324837 0.04047637 0.0622267 0.1778576 0.23443439 0.25997477 0.28543608 0.30205004 0.31158935 0.31906752 0.32497982 0.32608743 0.32480294 0.31951368 0.3086616 0.29791752 0.286767 0.2815107 0.28378584 0.28372585 0.28233257 0.27936801 0.2776133 0.2815444 0.28356927 0.26887116 0.24310534 0.21228661 0.18442325 0.14760237] | Axial induction along blade span
rotorse.ccblade.ap | output |  | [-0.07318996 -0.02605699 0.01646628 0.07387314 0.06588914 0.05233245 0.04342422 0.0355857 0.02891144 0.02380543 0.01998006 0.01693945 0.01449989 0.01243621 0.0107353 0.00932031 0.00811565 0.00712132 0.00643646 0.00585053 0.0053031 0.0047967 0.00436484 0.00403866 0.00373497 0.00334827 0.00291788 0.00247781 0.00208709 0.00167384] | Tangential induction along blade span
rotorse.ccblade.alpha | output | deg | [53.59676349 44.58716533 32.84349208 20.84511711 15.07778691 12.04233266 9.99603748 8.9808884 8.67301559 8.71046431 8.89620892 9.12262695 9.23178798 9.4380243 9.7449147 9.99807802 10.13423093 10.01572368 9.59075574 9.05428955 8.46800897 7.90076338 7.39616699 6.98843134 6.74173377 6.6547329 6.674426 6.7575169 6.85340058 7.10815276] | Angles of attack along blade span
rotorse.ccblade.cl | output |  | [1.00000000e-04 6.43150421e-02 5.32134066e-01 1.67886699e+00 1.86880083e+00 1.79894868e+00 1.72272995e+00 1.64868406e+00 1.59973104e+00 1.58177786e+00 1.58417981e+00 1.58443140e+00 1.57485300e+00 1.58072728e+00 1.59504536e+00 1.61521741e+00 1.61565491e+00 1.58803855e+00 1.52771118e+00 1.45633431e+00 1.38485241e+00 1.31285255e+00 1.24808371e+00 1.20110298e+00 1.17275398e+00 1.16274600e+00 1.16501183e+00 1.17456898e+00 1.18559142e+00 1.21484514e+00] | Lift coefficients along blade span
rotorse.ccblade.cd | output |  | [0.35 0.36005948 0.34486221 0.2018663 0.11516714 0.06970789 0.03419261 0.01962392 0.017451 0.01772037 0.0170835 0.01605161 0.01512941 0.01523463 0.01394181 0.01315019 0.01276837 0.01417575 0.01347442 0.01186186 0.01118642 0.01096157 0.01077767 0.01054138 0.01042836 0.01038687 0.01039633 0.0104358 0.01048038 0.01059366] | Drag coefficients along blade span
rotorse.ccblade.cl_n_opt | output |  | [1.00000000e-04 6.43150421e-02 5.32134066e-01 1.67886699e+00 1.86880083e+00 1.79894868e+00 1.72272995e+00 1.64868406e+00 1.59973104e+00 1.58177786e+00 1.58417981e+00 1.58443140e+00 1.57485300e+00 1.58072728e+00 1.59504536e+00 1.61521741e+00 1.61565491e+00 1.58803855e+00 1.52771118e+00 1.45633431e+00 1.38485241e+00 1.31285255e+00 1.24808371e+00 1.20110298e+00 1.17275398e+00 1.16274600e+00 1.16501183e+00 1.17456898e+00 1.18559142e+00 1.21484514e+00] | Lift coefficients along blade span
rotorse.ccblade.cd_n_opt | output |  | [0.35 0.36005948 0.34486221 0.2018663 0.11516714 0.06970789 0.03419261 0.01962392 0.017451 0.01772037 0.0170835 0.01605161 0.01512941 0.01523463 0.01394181 0.01315019 0.01276837 0.01417575 0.01347442 0.01186186 0.01118642 0.01096157 0.01077767 0.01054138 0.01042836 0.01038687 0.01039633 0.0104358 0.01048038 0.01059366] | Drag coefficients along blade span
rotorse.ccblade.Px_b | output | N/m | [ 83.4601932 116.52985969 294.27564994 999.48773724 1544.1596877 1999.41732608 2488.59917982 2957.00440457 3403.62941838 3851.13776607 4299.91611106 4724.11790239 5134.48445563 5509.89488029 5821.82131871 6115.17834712 6381.7830296 6709.67096941 7144.1920776 7545.12292594 7920.32823727 8255.18458924 8588.986151 9000.24222243 9309.76944332 9111.80897706 8346.58304482 6971.66751797 4970.38243638 2394.18787594] | Distributed loads in blade-aligned x-direction
rotorse.ccblade.Py_b | output | N/m | [ 31.69074139 44.32561439 -69.02295233 -489.95423152 -638.95056793 -709.34087474 -776.45388328 -814.45953654 -828.56037677 -835.54153839 -843.55423516 -852.10741762 -859.99934672 -864.35665295 -872.27736001 -877.02587308 -877.66860172 -871.3979415 -876.1814994 -883.65016111 -885.30516216 -881.84440425 -876.63185061 -872.82398937 -861.85763736 -827.89180371 -757.69346186 -637.13791014 -455.35913036 -224.89030289] | Distributed loads in blade-aligned y-direction
rotorse.ccblade.Pz_b | output | N/m | [0. 0. 0. 0. 0. 0. 0. 0. 0. 0. 0. 0. 0. 0. 0. 0. 0. 0. 0. 0. 0. 0. 0. 0. 0. 0. 0. 0. 0. 0.] | Distributed loads in blade-aligned z-direction
rotorse.ccblade.Px_af | output | N/m | [ 71.86850059 101.7708308 302.2615298 1080.10585901 1637.28583857 2090.41268572 2575.8155818 3035.00159423 3468.52702642 3901.72435281 4336.22066741 4747.10024511 5146.36380603 5510.34203935 5810.35203052 6092.46111745 6350.10714744 6673.14406664 7107.4176506 7511.52209731 7891.99190001 8232.58594964 8571.05103984 8984.5963145 9294.3217774 9096.80751825 8332.46407342 6959.13130942 4960.60524722 2388.74895771] | Distributed loads in airfoil x-direction
rotorse.ccblade.Py_af | output | N/m | [ 5.29606039e+01 7.20185135e+01 5.41936772e-01 -2.69076605e+02 -3.34637195e+02 -3.61951549e+02 -4.01473037e+02 -4.42701602e+02 -4.90434280e+02 -5.53117375e+02 -6.30914125e+02 -7.13033148e+02 -7.85792006e+02 -8.61501378e+02 -9.45664074e+02 -1.02298491e+03 -1.08332637e+03 -1.11721402e+03 -1.13656887e+03 -1.13435151e+03 -1.10987768e+03 -1.07249743e+03 -1.03742497e+03 -1.02137694e+03 -1.01498196e+03 -9.79061106e+02 -8.99772400e+02 -7.61960705e+02 -5.51769048e+02 -2.76748353e+02] | Distributed loads in airfoil y-direction
rotorse.ccblade.Pz_af | output | N/m | [0. 0. 0. 0. 0. 0. 0. 0. 0. 0. 0. 0. 0. 0. 0. 0. 0. 0. 0. 0. 0. 0. 0. 0. 0. 0. 0. 0. 0. 0.] | Distributed loads in airfoil z-direction
rotorse.ccblade.LiftF | output | N/m | [2.55069519e-02 2.19229567e+01 2.53652667e+02 1.10515737e+03 1.66796914e+03 2.11992600e+03 2.60640180e+03 3.06690182e+03 3.50281964e+03 3.94048766e+03 4.38162409e+03 4.80010544e+03 5.20576876e+03 5.57702116e+03 5.88657998e+03 6.17754410e+03 6.44165081e+03 6.76574987e+03 7.19744014e+03 7.59643925e+03 7.96939273e+03 8.30186229e+03 8.63328492e+03 9.04211724e+03 9.34920822e+03 9.14897744e+03 8.38057008e+03 7.00044457e+03 4.99100260e+03 2.40463543e+03] | Distributed lift force
rotorse.ccblade.DragF | output | N/m | [ 89.27433163 122.73284914 164.38567628 132.88368029 102.79064025 82.14551416 51.73166637 36.50464551 38.2112482 44.14456057 47.25062217 48.62906115 50.01116473 53.7498361 51.45281133 50.2940722 50.90776777 60.3950095 63.48147595 61.87306761 64.37435211 69.31579491 74.55164787 79.35740355 83.13498989 81.72826981 74.78652279 62.19746271 44.11942594 20.96883169] | Distributed drag force
rotorse.ccblade.L_n_opt | output | N/m | [2.55069519e-02 2.19229567e+01 2.53652667e+02 1.10515737e+03 1.66796914e+03 2.11992600e+03 2.60640180e+03 3.06690182e+03 3.50281964e+03 3.94048766e+03 4.38162409e+03 4.80010544e+03 5.20576876e+03 5.57702116e+03 5.88657998e+03 6.17754410e+03 6.44165081e+03 6.76574987e+03 7.19744014e+03 7.59643925e+03 7.96939273e+03 8.30186229e+03 8.63328492e+03 9.04211724e+03 9.34920822e+03 9.14897744e+03 8.38057008e+03 7.00044457e+03 4.99100260e+03 2.40463543e+03] | Distributed lift force
rotorse.ccblade.D_n_opt | output | N/m | [ 89.27433163 122.73284914 164.38567628 132.88368029 102.79064025 82.14551416 51.73166637 36.50464551 38.2112482 44.14456057 47.25062217 48.62906115 50.01116473 53.7498361 51.45281133 50.2940722 50.90776777 60.3950095 63.48147595 61.87306761 64.37435211 69.31579491 74.55164787 79.35740355 83.13498989 81.72826981 74.78652279 62.19746271 44.11942594 20.96883169] | Distributed drag force
rotorse.rc.sect_perimeter | output | m | [16.33539545 16.86427261 15.92699798 14.72555636 13.82529453 13.40331917 13.07017392 12.60225937 11.86089027 11.18227704 10.41770111 9.61336148 8.98611631 8.33046335 7.57722423 6.90341335 6.39162895 6.08716105 6.03764247 6.0303546 6.02540157 6.02251317 6.02558203 6.03316978 5.89826098 5.38975591 4.57444976 3.52779915 2.32526073 1.04229115] | Perimeter of the section along the blade span
rotorse.rc.layer_volume | output | m**3 | [ 1.0287255 10.84665285 5.65722293 5.65722293 0.1688058 1.38547079 1.38547079 5.49436675 3.48735372 2.91691528 6.06283747 10.66124518 0.19519979 4.11902794 0.19519979 0.19071206 4.02056229 0.19071206] | Volumes of each layer used in the blade, ignoring the scrap factor
rotorse.rc.mat_volume | output | m**3 | [ 1.0287255 0. 0. 0. 2.93974737 11.31444587 0.77182369 21.50789803 26.10106345 0. 0. ] | Volumes of each material used in the blade, ignoring the scrap factor. For laminates, this is the wet volume
rotorse.rc.mat_mass | output | kg | [ 1270.47598636 0. 0. 0. 5703.10989817 17571.33442961 1497.33796042 41725.3221804 3393.13824828 0. 328.87228836] | Masses of each material used in the blade, ignoring the scrap factor. For laminates, this is the wet mass.
rotorse.rc.mat_cost | output | USD | [ 9185.5413814 0. 0. 0. 7946.0156377 472246.86732569 3346.85700968 88912.29088715 44110.7972277 63224.23293363 2959.8505952 ] | Costs of each material used in the blade, ignoring the scrap factor. For laminates, this is the cost of the dry fabric.
rotorse.rc.mat_cost_scrap | output | USD | [ 11481.92672675 0. 0. 0. 8343.31641959 476969.33599894 3514.19986016 93357.90543151 52932.95667325 63224.23293363 2959.8505952 ] | Same as mat_cost, now including the scrap factor.
rotorse.rc.total_labor_hours | output | h | [3528.17627774] | Total amount of labor hours per blade.
rotorse.rc.total_skin_mold_gating_ct | output | h | [26.43021619] | Total amount of gating cycle time per blade. This is the cycle time required in the main mold that cannot be parallelized unless the number of molds is increased.
rotorse.rc.total_non_gating_ct | output | h | [288.2485998] | Total amount of non-gating cycle time per blade. This cycle time can happen in parallel.
rotorse.rc.total_metallic_parts_cost | output | USD | [8862.46463075] | Cost of the metallic parts (bolts, nuts, lightining protection system), excluding the blade joint.
rotorse.rc.total_consumable_cost_w_waste | output | USD | [14411.07944876] | Cost of the consumables including the waste.
rotorse.rc.total_blade_mat_cost_w_waste | output | USD | [736057.26871853] | Total blade material costs including the waste per blade.
rotorse.rc.total_cost_labor | output | USD | [208737.37349957] | Total labor costs per blade.
rotorse.rc.total_cost_utility | output | USD | [4332.13371755] | Total utility costs per blade.
rotorse.rc.blade_variable_cost | output | USD | [949126.77593565] | Total blade variable costs per blade (material, labor, utility).
rotorse.rc.total_cost_equipment | output | USD | [33653.20559872] | Total equipment cost per blade.
rotorse.rc.total_cost_tooling | output | USD | [41358.60279622] | Total tooling cost per blade.
rotorse.rc.total_cost_building | output | USD | [3368.74770892] | Total builting cost per blade.
rotorse.rc.total_maintenance_cost | output | USD | [24121.15593759] | Total maintenance cost per blade.
rotorse.rc.total_labor_overhead | output | USD | [62621.21204987] | Total labor overhead cost per blade.
rotorse.rc.cost_capital | output | USD | [53292.10894526] | Cost of capital per blade.
rotorse.rc.blade_fixed_cost | output | USD | [218415.03303658] | Total blade fixed cost per blade (equipment, tooling, building, maintenance, labor, capital).
rotorse.rc.total_blade_cost | output | USD | [1167541.80897223] | Total blade cost (variable and fixed)
rotorse.re.precomp.z | output | m | [ 3.97 8.00944801 12.04889602 16.08834403 20.12779205 24.16724006 28.20668807 32.24613608 36.28558409 40.3250321 44.36448011 48.40392813 52.44337614 56.48282415 60.52227216 64.56172017 68.60116818 72.64061619 76.68006421 80.71951222 84.75896023 88.79840824 92.83785625 96.87730426 100.91675227 104.95620029 108.9956483 113.03509631 117.07454432 121.11399233] | locations of properties along beam
rotorse.re.Tw_iner | output | deg | [-6.72533536 54.04259743 18.79903173 15.42477677 13.64172534 12.57960933 11.48219199 9.7488953 7.84292742 6.22432274 4.71384218 3.37322931 2.43459806 1.59788561 0.66003517 -0.14191654 -0.67976383 -1.06719997 -1.23254784 -1.20173071 -1.0857993 -0.91239659 -0.6950571 -0.42916956 -0.42794832 -0.46669306 -0.49524913 -0.46082976 -0.51708126 -0.62492618] | Orientation of the section principal inertia axes with respect the blade reference plane
rotorse.re.x_tc | output | m | [-1.13969561e-05 1.43063643e-03 1.77603845e-03 1.94328542e-03 9.14601973e-03 1.27456416e-02 1.14500517e-02 1.14438050e-02 1.37136939e-02 6.69334550e-03 4.67417557e-03 4.00588769e-03 2.11019875e-03 2.77767567e-04 2.75142626e-03 5.56475748e-03 7.67008759e-03 1.09571008e-02 1.51175380e-02 1.87342623e-02 2.49915462e-02 3.22613211e-02 3.70481893e-02 3.76804068e-02 3.70310581e-02 3.39737087e-02 2.91272241e-02 2.30016041e-02 1.55056718e-02 7.09317955e-03] | X-coordinate of the tension-center offset with respect to the XR-YR axes
rotorse.re.y_tc | output | m | [-0.02379321 0.09526126 0.13932738 0.26470464 0.40614162 0.44755511 0.41062925 0.36364969 0.33617913 0.30645894 0.27210103 0.24204552 0.2221988 0.20928485 0.19455194 0.17983769 0.16615434 0.12863382 0.09716651 0.06436262 0.05078226 0.0442783 0.03990003 0.02770772 0.02902433 0.02149022 0.01518286 0.01164712 0.01081823 0.01604219] | Chordwise offset of the section tension-center with respect to the XR-YR axes
rotorse.re.x_sc | output | m | [-1.13969561e-05 1.43063643e-03 1.77603845e-03 1.97411366e-03 9.18227908e-03 1.28123680e-02 1.14162006e-02 1.13346188e-02 1.37216427e-02 6.74148636e-03 4.72893565e-03 4.04083563e-03 2.13293196e-03 2.86120579e-04 2.76229038e-03 5.58042601e-03 7.68579795e-03 1.09707465e-02 1.51169829e-02 1.87405160e-02 2.49919086e-02 3.22622193e-02 3.70494143e-02 3.76815722e-02 3.70320587e-02 3.39738060e-02 2.91263232e-02 2.30001923e-02 1.55056718e-02 7.09317955e-03] | X-coordinate of the shear-center offset with respect to the XR-YR axes
rotorse.re.y_sc | output | m | [-0.02379321 0.09526126 0.13932738 0.2631658 0.40752041 0.44984826 0.39890795 0.34837177 0.33777756 0.2863972 0.25483468 0.2285283 0.2115471 0.20083567 0.1880369 0.17491487 0.16244383 0.12629492 0.09732345 0.063717 0.0508517 0.04434214 0.03996917 0.02776564 0.02910153 0.02155984 0.01524909 0.01171807 0.01081823 0.01604219] | Chordwise offset of the section shear-center with respect to the reference frame, XR-YR
rotorse.re.x_cg | output | m | [-8.58690196e-06 1.84322798e-04 2.18318239e-03 1.27340762e-02 2.55258385e-02 3.04068345e-02 3.24688955e-02 3.22459102e-02 3.03102338e-02 2.29022843e-02 1.97069932e-02 1.75778683e-02 1.48700530e-02 1.30077797e-02 1.42433191e-02 1.57228283e-02 1.68370694e-02 1.81370890e-02 2.06354673e-02 2.28380694e-02 2.78820709e-02 3.39643886e-02 3.79719010e-02 3.85578396e-02 3.79395613e-02 3.47008440e-02 2.96431222e-02 2.32802161e-02 1.55952509e-02 7.05825054e-03] | X-coordinate of the center-of-mass offset with respect to the XR-YR axes
rotorse.re.y_cg | output | m | [-0.02380305 0.10081784 0.16238193 0.31007681 0.52906586 0.71808997 0.81398995 0.80798534 0.81378452 0.77417285 0.71454514 0.65961505 0.61869339 0.58478857 0.54708913 0.50743896 0.47062994 0.38483059 0.30992836 0.22679042 0.19141749 0.17522506 0.16478385 0.13623504 0.13679355 0.11039265 0.08413354 0.06411238 0.05432034 0.03692821] | Chordwise offset of the section center of mass with respect to the XR-YR axes
rotorse.re.precomp.flap_iner | output | kg/m | [1.03613986e+04 9.45201786e+03 5.83226025e+03 3.01374408e+03 1.32935980e+03 7.36824342e+02 4.60831954e+02 3.05568455e+02 2.20948737e+02 1.89886647e+02 1.59756454e+02 1.22310306e+02 1.01326731e+02 8.14219279e+01 5.77471847e+01 4.09099774e+01 3.11909014e+01 2.42531953e+01 2.07527158e+01 1.80618316e+01 1.51314736e+01 1.23602464e+01 1.02526586e+01 8.76087119e+00 7.04836647e+00 4.59576346e+00 2.39606699e+00 9.03592956e-01 1.72461500e-01 7.41404606e-03] | Section flap inertia about the Y_G axis per unit length.
rotorse.re.precomp.edge_iner | output | kg/m | [1.03599222e+04 9.56498348e+03 6.95658650e+03 5.19530374e+03 3.62630381e+03 2.48958363e+03 1.81154584e+03 1.41589705e+03 1.17677424e+03 1.01175205e+03 8.57022584e+02 7.19413748e+02 6.16006099e+02 5.10327398e+02 4.08638215e+02 3.26363113e+02 2.67374823e+02 2.03177633e+02 1.55715019e+02 1.08798100e+02 8.61507488e+01 7.28269189e+01 6.25659054e+01 4.90628342e+01 3.67449061e+01 2.32206203e+01 1.29343098e+01 6.30355031e+00 1.52555241e+00 1.04190541e-01] | Section lag inertia about the X_G axis per unit length
rotorse.blade_mass | output | kg | [71247.57967788] | mass of one blade
rotorse.blade_moment_of_inertia | output | kg*m**2 | [1.22621493e+08] | mass moment of inertia of blade about hub
rotorse.mass_all_blades | output | kg | [213742.73903364] | mass of all blades
rotorse.I_all_blades | output | kg*m**2 | [3.6786448e+08 1.8393224e+08 1.8393224e+08 0.0000000e+00 0.0000000e+00 0.0000000e+00] | mass moments of inertia of all blades in hub c.s. order:Ixx, Iyy, Izz, Ixy, Ixz, Iyz
rotorse.re.sc_ss_mats | output |  | [[1. 0. 0. 0. 0. 1. 0. 1. 0. 0. 0.] [1. 0. 0. 0. 0. 1. 0. 1. 0. 0. 0.] [1. 0. 0. 0. 0. 1. 0. 1. 0. 0. 0.] [1. 0. 0. 0. 0. 1. 0. 1. 0. 0. 0.] [1. 0. 0. 0. 0. 1. 0. 1. 0. 0. 0.] [1. 0. 0. 0. 0. 1. 0. 1. 0. 0. 0.] [1. 0. 0. 0. 0. 1. 0. 1. 0. 0. 0.] [1. 0. 0. 0. 0. 1. 0. 1. 0. 0. 0.] [1. 0. 0. 0. 0. 1. 0. 1. 0. 0. 0.] [1. 0. 0. 0. 0. 1. 0. 1. 0. 0. 0.] [1. 0. 0. 0. 0. 1. 0. 1. 0. 0. 0.] [1. 0. 0. 0. 0. 1. 0. 1. 0. 0. 0.] [1. 0. 0. 0. 0. 1. 0. 1. 0. 0. 0.] [1. 0. 0. 0. 0. 1. 0. 1. 0. 0. 0.] [1. 0. 0. 0. 0. 1. 0. 1. 0. 0. 0.] [1. 0. 0. 0. 0. 1. 0. 1. 0. 0. 0.] [1. 0. 0. 0. 0. 1. 0. 1. 0. 0. 0.] [1. 0. 0. 0. 0. 1. 0. 1. 0. 0. 0.] [1. 0. 0. 0. 0. 1. 0. 1. 0. 0. 0.] [1. 0. 0. 0. 0. 1. 0. 1. 0. 0. 0.] [1. 0. 0. 0. 0. 1. 0. 1. 0. 0. 0.] [1. 0. 0. 0. 0. 1. 0. 1. 0. 0. 0.] [1. 0. 0. 0. 0. 1. 0. 1. 0. 0. 0.] [1. 0. 0. 0. 0. 1. 0. 1. 0. 0. 0.] [1. 0. 0. 0. 0. 1. 0. 1. 0. 0. 0.] [1. 0. 0. 0. 0. 1. 0. 1. 0. 0. 0.] [1. 0. 0. 0. 0. 1. 0. 1. 0. 0. 0.] [1. 0. 0. 0. 0. 1. 0. 1. 0. 0. 0.] [1. 0. 0. 0. 0. 1. 0. 1. 0. 0. 0.] [1. 0. 0. 0. 0. 1. 0. 1. 0. 0. 0.]] | spar cap, suction side, boolean of materials in each composite layer spanwise, passed as floats for differentiablity, used for Fatigue Analysis
rotorse.re.sc_ps_mats | output |  | [[1. 0. 0. 0. 0. 1. 0. 1. 0. 0. 0.] [1. 0. 0. 0. 0. 1. 0. 1. 0. 0. 0.] [1. 0. 0. 0. 0. 1. 0. 1. 0. 0. 0.] [1. 0. 0. 0. 0. 1. 0. 1. 0. 0. 0.] [1. 0. 0. 0. 0. 1. 0. 1. 0. 0. 0.] [1. 0. 0. 0. 0. 1. 0. 1. 0. 0. 0.] [1. 0. 0. 0. 0. 1. 0. 1. 0. 0. 0.] [1. 0. 0. 0. 0. 1. 0. 1. 0. 0. 0.] [1. 0. 0. 0. 0. 1. 0. 1. 0. 0. 0.] [1. 0. 0. 0. 0. 1. 0. 1. 0. 0. 0.] [1. 0. 0. 0. 0. 1. 0. 1. 0. 0. 0.] [1. 0. 0. 0. 0. 1. 0. 1. 0. 0. 0.] [1. 0. 0. 0. 0. 1. 0. 1. 0. 0. 0.] [1. 0. 0. 0. 0. 1. 0. 1. 0. 0. 0.] [1. 0. 0. 0. 0. 1. 0. 1. 0. 0. 0.] [1. 0. 0. 0. 0. 1. 0. 1. 0. 0. 0.] [1. 0. 0. 0. 0. 1. 0. 1. 0. 0. 0.] [1. 0. 0. 0. 0. 1. 0. 1. 0. 0. 0.] [1. 0. 0. 0. 0. 1. 0. 1. 0. 0. 0.] [1. 0. 0. 0. 0. 1. 0. 1. 0. 0. 0.] [1. 0. 0. 0. 0. 1. 0. 1. 0. 0. 0.] [1. 0. 0. 0. 0. 1. 0. 1. 0. 0. 0.] [1. 0. 0. 0. 0. 1. 0. 1. 0. 0. 0.] [1. 0. 0. 0. 0. 1. 0. 1. 0. 0. 0.] [1. 0. 0. 0. 0. 1. 0. 1. 0. 0. 0.] [1. 0. 0. 0. 0. 1. 0. 1. 0. 0. 0.] [1. 0. 0. 0. 0. 1. 0. 1. 0. 0. 0.] [1. 0. 0. 0. 0. 1. 0. 1. 0. 0. 0.] [1. 0. 0. 0. 0. 1. 0. 1. 0. 0. 0.] [1. 0. 0. 0. 0. 1. 0. 1. 0. 0. 0.]] | spar cap, pressure side, boolean of materials in each composite layer spanwise, passed as floats for differentiablity, used for Fatigue Analysis
rotorse.re.te_ss_mats | output |  | [[0. 0. 0. 0. 0. 0. 0. 0. 0. 0. 0.] [0. 0. 0. 0. 0. 0. 0. 0. 0. 0. 0.] [0. 0. 0. 0. 0. 0. 0. 0. 0. 0. 0.] [1. 0. 0. 0. 1. 0. 0. 1. 0. 0. 0.] [1. 0. 0. 0. 1. 0. 0. 1. 0. 0. 0.] [1. 0. 0. 0. 1. 0. 0. 1. 0. 0. 0.] [1. 0. 0. 0. 1. 0. 0. 1. 0. 0. 0.] [1. 0. 0. 0. 1. 0. 0. 1. 0. 0. 0.] [1. 0. 0. 0. 1. 0. 0. 0. 0. 0. 0.] [1. 0. 0. 0. 1. 0. 0. 0. 0. 0. 0.] [1. 0. 0. 0. 1. 0. 0. 0. 0. 0. 0.] [1. 0. 0. 0. 1. 0. 0. 0. 0. 0. 0.] [1. 0. 0. 0. 1. 0. 0. 1. 0. 0. 0.] [1. 0. 0. 0. 1. 0. 0. 1. 0. 0. 0.] [1. 0. 0. 0. 1. 0. 0. 1. 0. 0. 0.] [1. 0. 0. 0. 1. 0. 0. 1. 0. 0. 0.] [1. 0. 0. 0. 1. 0. 0. 1. 0. 0. 0.] [1. 0. 0. 0. 1. 0. 0. 1. 0. 0. 0.] [1. 0. 0. 0. 1. 0. 0. 1. 0. 0. 0.] [1. 0. 0. 0. 1. 0. 0. 1. 0. 0. 0.] [1. 0. 0. 0. 1. 0. 0. 1. 0. 0. 0.] [1. 0. 0. 0. 1. 0. 0. 1. 0. 0. 0.] [1. 0. 0. 0. 1. 0. 0. 1. 0. 0. 0.] [1. 0. 0. 0. 1. 0. 0. 1. 0. 0. 0.] [0. 0. 0. 0. 0. 0. 0. 0. 0. 0. 0.] [0. 0. 0. 0. 0. 0. 0. 0. 0. 0. 0.] [0. 0. 0. 0. 0. 0. 0. 0. 0. 0. 0.] [0. 0. 0. 0. 0. 0. 0. 0. 0. 0. 0.] [0. 0. 0. 0. 0. 0. 0. 0. 0. 0. 0.] [0. 0. 0. 0. 0. 0. 0. 0. 0. 0. 0.]] | trailing edge reinforcement, suction side, boolean of materials in each composite layer spanwise, passed as floats for differentiablity, used for Fatigue Analysis
rotorse.re.te_ps_mats | output |  | [[0. 0. 0. 0. 0. 0. 0. 0. 0. 0. 0.] [0. 0. 0. 0. 0. 0. 0. 0. 0. 0. 0.] [0. 0. 0. 0. 0. 0. 0. 0. 0. 0. 0.] [1. 0. 0. 0. 1. 0. 0. 1. 0. 0. 0.] [1. 0. 0. 0. 1. 0. 0. 1. 0. 0. 0.] [1. 0. 0. 0. 1. 0. 0. 1. 0. 0. 0.] [1. 0. 0. 0. 1. 0. 0. 1. 0. 0. 0.] [1. 0. 0. 0. 1. 0. 0. 1. 0. 0. 0.] [1. 0. 0. 0. 1. 0. 0. 0. 0. 0. 0.] [1. 0. 0. 0. 1. 0. 0. 0. 0. 0. 0.] [1. 0. 0. 0. 1. 0. 0. 0. 0. 0. 0.] [1. 0. 0. 0. 1. 0. 0. 0. 0. 0. 0.] [1. 0. 0. 0. 1. 0. 0. 1. 0. 0. 0.] [1. 0. 0. 0. 1. 0. 0. 1. 0. 0. 0.] [1. 0. 0. 0. 1. 0. 0. 1. 0. 0. 0.] [1. 0. 0. 0. 1. 0. 0. 1. 0. 0. 0.] [1. 0. 0. 0. 1. 0. 0. 1. 0. 0. 0.] [1. 0. 0. 0. 1. 0. 0. 1. 0. 0. 0.] [1. 0. 0. 0. 1. 0. 0. 1. 0. 0. 0.] [1. 0. 0. 0. 1. 0. 0. 1. 0. 0. 0.] [1. 0. 0. 0. 1. 0. 0. 1. 0. 0. 0.] [1. 0. 0. 0. 1. 0. 0. 1. 0. 0. 0.] [1. 0. 0. 0. 1. 0. 0. 1. 0. 0. 0.] [1. 0. 0. 0. 1. 0. 0. 1. 0. 0. 0.] [0. 0. 0. 0. 0. 0. 0. 0. 0. 0. 0.] [0. 0. 0. 0. 0. 0. 0. 0. 0. 0. 0.] [0. 0. 0. 0. 0. 0. 0. 0. 0. 0. 0.] [0. 0. 0. 0. 0. 0. 0. 0. 0. 0. 0.] [0. 0. 0. 0. 0. 0. 0. 0. 0. 0. 0.] [0. 0. 0. 0. 0. 0. 0. 0. 0. 0. 0.]] | trailing edge reinforcement, pressure side, boolean of materials in each composite layer spanwise, passed as floats for differentiablity, used for Fatigue Analysis
rotorse.rp.AEP | output | kW*h | [75702712.26084858] | annual energy production
rotorse.rp.cdf.F | output | m/s | [0.06824543 0.07317592 0.07825729 0.08348677 0.08886153 0.09437864 0.10003514 0.10582799 0.11175409 0.1178103 0.12399341 0.13030017 0.13672727 0.14327136 0.14992906 0.15669694 0.16357153 0.17054933 0.17762681 0.18480043 0.19206659 0.19942169 0.20686212 0.21438424 0.2219844 0.22965893 0.23740419 0.24521648 0.25309215 0.26102753 0.26901895 0.27706275 0.28515528 0.29329292 0.30147203 0.30968902 0.31794031 0.32622234 0.33453157 0.3428645 0.35121765 0.35958758 0.36797088 0.37636417 0.38476413 0.39316746 0.4015709 0.40997127 0.41836538 0.42675014 0.43512249 0.4434794 0.45181794 0.46013518 0.4684283 0.4766945 0.48493104 0.49313527 0.50130457 0.50943638 0.51752823 0.5255777 0.53358242 0.54154011 0.54944853 0.55730553 0.56510902 0.57285696 0.5805474 0.58817845 0.59574828 0.60325515 0.61069736 0.6180733 0.62538141 0.63262022 0.63978832 0.64688436 0.65390705 0.6608552 0.66772765 0.67452333 0.68124122 0.68788039 0.69443994 0.70091905 0.70731698 0.71363303 0.71986656 0.726017 0.73208386 0.73806666 0.74396502 0.7497786 0.75550712 0.76115035 0.76670812 0.77218031 0.77756684 0.78286771 0.78808294 0.79321261 0.79825684 0.80321582 0.80808974 0.81287887 0.81758352 0.82220402 0.82674074 0.83119412 0.8355646 0.83985268 0.84405887 0.84818374 0.85222787 0.85619189 0.86007643 0.86388218 0.86760984 0.87126013 0.8748338 0.87833164 0.88175443 0.88510299 0.88837815 0.89158077 0.89471172 0.89777188 0.90076215 0.90368344 0.90653669 0.90932282 0.91204279 0.91469754 0.91728805 0.91981528 0.92228022 0.92468385 0.92702715 0.92931111 0.93153673 0.93370501 0.93581694 0.93787353 0.93987575 0.94182462 0.94372112 0.94556625 0.94736099 0.94910633 0.95080325 0.95245271 0.9540557 0.95561316 0.95712606 0.95859534 0.96002195 0.96140681 0.96275085 0.96405498 0.96532012 0.96654715 0.96773696 0.96889042 0.97000841 0.97109177 0.97214134 0.97315796 0.97414245 0.97509561 0.97601824 0.97691112 0.97777502 0.97861071 0.97941893 0.98020041 0.98095587 0.98168602 0.98239156 0.98307317 0.98373152 0.98436726 0.98498105 0.9855735 0.98614525 0.98669689 0.98722901 0.98774221 0.98823704 0.98871406 0.98917382 0.98961684 0.99004365 0.99045474 0.99085061 0.99123175 0.99159863 0.9919517 0.99229141 0.99261821] | magnitude of wind speed at each z location
rotorse.rp.gust.V_gust | output | m/s | [20.76375017] | gust wind speed
rotorse.rp.powercurve.pitch | output | deg | [ 0. 0. 0. 0. 0. 0. 0. 0. 0. 0. 0.71346039 3.59963912 4.10544821 7.23482426 10.53422204 13.41540017 16.07950157 18.5932116 20.97921575 23.24250505] | rotor pitch schedule
rotorse.rp.powercurve.P_aero | output | W | [ -137013.17382539 562643.16204225 1618036.72099316 2751114.24700439 3630183.29911465 4052852.46758454 4138959.75578185 4757775.01764716 6047245.28413691 8287234.15332385 11803365.56361806 15212074.94822439 16137331.88128151 16137340.78798283 16137332.77200315 16137332.021832 16137152.50339014 16137448.69501181 16137354.23551764 16137335.52224139] | rotor mechanical power
rotorse.rp.powercurve.T | output | N | [ 389701.84616257 575803.7634788 736431.90041147 868508.67929241 955747.87496687 994331.38235133 1001954.92301331 1074117.46940201 1260339.56101524 1554970.85065213 1897355.63769754 1899429.35486672 1899482.53205623 1601066.63334285 1346697.92593885 1170007.51381037 1038606.59062292 938066.82372067 860034.11795028 799113.53665634] | rotor aerodynamic thrust
rotorse.rp.powercurve.Q | output | N*m | [ -261675.88659623 1074569.28523054 3090222.50700315 5254241.17705544 6933139.39660489 7740378.04605917 7904830.85269327 8901568.84870895 10444853.28161979 12886560.80840161 16261005.57011693 19393632.93287759 20573228.31282306 20573239.66783523 20573229.44838995 20573228.49200865 20572999.62679612 20573377.23679397 20573256.81188393 20573232.95462503] | rotor aerodynamic torque
rotorse.rp.powercurve.M | output | N*m | [10852612.8055664 15567938.25674429 19542781.77803309 22796362.98996666 24932548.28169574 25874943.32433632 26061216.21069006 27891713.98962303 32727361.36133656 40378081.0424168 49060927.68017048 47871640.72662067 47541412.09479161 38270530.14445537 29877451.97548477 23606610.78492528 18560367.10031328 14355194.20504936 10778880.54439198 7700064.00170846] | blade root moment
rotorse.rp.powercurve.Cp | output |  | [-0.16870975 0.23992024 0.36050536 0.40692725 0.42202689 0.42458657 0.42484016 0.42508723 0.42508723 0.42508723 0.42103352 0.36820033 0.3515015 0.26333549 0.178647 0.12296754 0.08631733 0.06197092 0.04556805 0.0343363 ] | rotor electrical power coefficient
rotorse.rp.powercurve.Cp_aero | output |  | [-0.18150169 0.2581115 0.38783964 0.43778134 0.45402586 0.45677963 0.45705244 0.45731825 0.45731825 0.45731825 0.45295718 0.39611806 0.37815309 0.28330215 0.19219239 0.1322912 0.0928621 0.06666969 0.04902312 0.03693975] | rotor aerodynamic power coefficient
rotorse.rp.powercurve.Ct_aero | output |  | [1.54871696 1.1284563 0.93627302 0.84029919 0.787539 0.76440315 0.75984575 0.74260106 0.74260106 0.74260106 0.71123039 0.5498041 0.51249145 0.35632698 0.23140204 0.15672881 0.10988865 0.07957748 0.0594368 0.04573099] | rotor aerodynamic thrust coefficient
rotorse.rp.powercurve.Cq_aero | output |  | [-0.00862725 0.01747084 0.03259333 0.04217342 0.04739447 0.04936538 0.04973234 0.05105513 0.05105513 0.05105513 0.05056826 0.04657073 0.04604928 0.0379849 0.02932706 0.02286292 0.01805795 0.01447875 0.01179538 0.00976728] | rotor aerodynamic torque coefficient
rotorse.rp.powercurve.Cm_aero | output |  | [0.35780214 0.25311063 0.20612247 0.18297611 0.17043721 0.16502121 0.16396115 0.15997349 0.15997349 0.15997349 0.15256902 0.11495614 0.10641245 0.07065987 0.04259019 0.0262339 0.01629136 0.01010263 0.00617991 0.00365566] | rotor aerodynamic moment coefficient
rotorse.rp.powercurve.ax_induct_rotor | output |  | [0.78434878 0.55254403 0.41718877 0.33379696 0.29446743 0.2797786 0.27701999 0.26693928 0.26693928 0.26693928 0.24992809 0.17849629 0.16434748 0.1102208 0.07102788 0.04854341 0.03452622 0.02535914 0.01915616 0.01484011] | rotor aerodynamic induction
rotorse.rp.powercurve.V_R25 | output | m/s | [10.55555556] | region 2.5 transition wind speed
rotorse.rp.powercurve.rated_V | output | m/s | [11.51371277] | rated wind speed
rotorse.rp.powercurve.rated_Omega | output | rpm | [7.49032509] | rotor rotation speed at rated
rotorse.rp.powercurve.rated_pitch | output | deg | [4.10544821] | pitch setting at rated
rotorse.rp.powercurve.rated_T | output | N | [1899482.53205623] | rotor aerodynamic thrust at rated
rotorse.rp.powercurve.rated_Q | output | N*m | [20573228.31282306] | rotor aerodynamic torque at rated
rotorse.rp.powercurve.rated_mech | output | W | [16137331.88128151] | Mechanical shaft power at rated
rotorse.rp.powercurve.ax_induct_regII | output |  | [0.07324837 0.04047637 0.0622267 0.1778576 0.23443439 0.25997477 0.28543608 0.30205004 0.31158935 0.31906752 0.32497982 0.32608743 0.32480294 0.31951368 0.3086616 0.29791752 0.286767 0.2815107 0.28378584 0.28372585 0.28233257 0.27936801 0.2776133 0.2815444 0.28356927 0.26887116 0.24310534 0.21228661 0.18442325 0.14760237] | rotor axial induction at cut-in wind speed along blade span
rotorse.rp.powercurve.tang_induct_regII | output |  | [-0.07318996 -0.02605699 0.01646628 0.07387314 0.06588914 0.05233245 0.04342422 0.0355857 0.02891144 0.02380543 0.01998006 0.01693945 0.01449989 0.01243621 0.0107353 0.00932031 0.00811565 0.00712132 0.00643646 0.00585053 0.0053031 0.0047967 0.00436484 0.00403866 0.00373497 0.00334827 0.00291788 0.00247781 0.00208709 0.00167384] | rotor tangential induction at cut-in wind speed along blade span
rotorse.rp.powercurve.aoa_regII | output | deg | [53.59676349 44.58716533 32.84349208 20.84511711 15.07778691 12.04233266 9.99603748 8.9808884 8.67301559 8.71046431 8.89620892 9.12262695 9.23178798 9.4380243 9.7449147 9.99807802 10.13423093 10.01572368 9.59075574 9.05428955 8.46800897 7.90076338 7.39616699 6.98843134 6.74173377 6.6547329 6.674426 6.7575169 6.85340058 7.10815276] | angle of attack distribution along blade span at cut-in wind speed
rotorse.rp.powercurve.L_D | output |  | [2.85714286e-04 1.78623383e-01 1.54303388e+00 8.31672759e+00 1.62268582e+01 2.58069600e+01 5.03831016e+01 8.40140147e+01 9.16698565e+01 8.92632662e+01 9.27315640e+01 9.87085772e+01 1.04092132e+02 1.03758850e+02 1.14407354e+02 1.22828473e+02 1.26535715e+02 1.12024982e+02 1.13378589e+02 1.22774570e+02 1.23797638e+02 1.19768695e+02 1.15802738e+02 1.13941697e+02 1.12458163e+02 1.11943853e+02 1.12059898e+02 1.12551932e+02 1.13124831e+02 1.14676653e+02] | Lift over drag distribution along blade span at cut-in wind speed
rotorse.rp.powercurve.Cp_regII | output |  | [0.45731825] | power coefficient at cut-in wind speed
rotorse.rp.powercurve.Ct_regII | output |  | [0.74260106] | thrust coefficient at cut-in wind speed
rotorse.rp.powercurve.cl_regII | output |  | [1.00000000e-04 6.43150421e-02 5.32134066e-01 1.67886699e+00 1.86880083e+00 1.79894868e+00 1.72272995e+00 1.64868406e+00 1.59973104e+00 1.58177786e+00 1.58417981e+00 1.58443140e+00 1.57485300e+00 1.58072728e+00 1.59504536e+00 1.61521741e+00 1.61565491e+00 1.58803855e+00 1.52771118e+00 1.45633431e+00 1.38485241e+00 1.31285255e+00 1.24808371e+00 1.20110298e+00 1.17275398e+00 1.16274600e+00 1.16501183e+00 1.17456898e+00 1.18559142e+00 1.21484514e+00] | lift coefficient distribution along blade span at cut-in wind speed
rotorse.rp.powercurve.cd_regII | output |  | [0.35 0.36005948 0.34486221 0.2018663 0.11516714 0.06970789 0.03419261 0.01962392 0.017451 0.01772037 0.0170835 0.01605161 0.01512941 0.01523463 0.01394181 0.01315019 0.01276837 0.01417575 0.01347442 0.01186186 0.01118642 0.01096157 0.01077767 0.01054138 0.01042836 0.01038687 0.01039633 0.0104358 0.01048038 0.01059366] | drag coefficient distribution along blade span at cut-in wind speed
rotorse.rp.powercurve.rated_efficiency | output |  | [0.92952169] | Efficiency at rated conditions
rotorse.rp.powercurve.V_spline | output | m/s | [ 3. 3.11055276 3.22110553 3.33165829 3.44221106 3.55276382 3.66331658 3.77386935 3.88442211 3.99497487 4.10552764 4.2160804 4.32663317 4.43718593 4.54773869 4.65829146 4.76884422 4.87939698 4.98994975 5.10050251 5.21105528 5.32160804 5.4321608 5.54271357 5.65326633 5.7638191 5.87437186 5.98492462 6.09547739 6.20603015 6.31658291 6.42713568 6.53768844 6.64824121 6.75879397 6.86934673 6.9798995 7.09045226 7.20100503 7.31155779 7.42211055 7.53266332 7.64321608 7.75376884 7.86432161 7.97487437 8.08542714 8.1959799 8.30653266 8.41708543 8.52763819 8.63819095 8.74874372 8.85929648 8.96984925 9.08040201 9.19095477 9.30150754 9.4120603 9.52261307 9.63316583 9.74371859 9.85427136 9.96482412 10.07537688 10.18592965 10.29648241 10.40703518 10.51758794 10.6281407 10.73869347 10.84924623 10.95979899 11.07035176 11.18090452 11.29145729 11.40201005 11.51256281 11.62311558 11.73366834 11.84422111 11.95477387 12.06532663 12.1758794 12.28643216 12.39698492 12.50753769 12.61809045 12.72864322 12.83919598 12.94974874 13.06030151 13.17085427 13.28140704 13.3919598 13.50251256 13.61306533 13.72361809 13.83417085 13.94472362 14.05527638 14.16582915 14.27638191 14.38693467 14.49748744 14.6080402 14.71859296 14.82914573 14.93969849 15.05025126 15.16080402 15.27135678 15.38190955 15.49246231 15.60301508 15.71356784 15.8241206 15.93467337 16.04522613 16.15577889 16.26633166 16.37688442 16.48743719 16.59798995 16.70854271 16.81909548 16.92964824 17.04020101 17.15075377 17.26130653 17.3718593 17.48241206 17.59296482 17.70351759 17.81407035 17.92462312 18.03517588 18.14572864 18.25628141 18.36683417 18.47738693 18.5879397 18.69849246 18.80904523 18.91959799 19.03015075 19.14070352 19.25125628 19.36180905 19.47236181 19.58291457 19.69346734 19.8040201 19.91457286 20.02512563 20.13567839 20.24623116 20.35678392 20.46733668 20.57788945 20.68844221 20.79899497 20.90954774 21.0201005 21.13065327 21.24120603 21.35175879 21.46231156 21.57286432 21.68341709 21.79396985 21.90452261 22.01507538 22.12562814 22.2361809 22.34673367 22.45728643 22.5678392 22.67839196 22.78894472 22.89949749 23.01005025 23.12060302 23.23115578 23.34170854 23.45226131 23.56281407 23.67336683 23.7839196 23.89447236 24.00502513 24.11557789 24.22613065 24.33668342 24.44723618 24.55778894 24.66834171 24.77889447 24.88944724 25. ] | wind vector
rotorse.rp.powercurve.P_spline | output | W | [-1.27356717e+05 -9.46023504e+04 -5.60234997e+04 -1.20304732e+04 3.69664207e+04 9.05568737e+04 1.48330578e+05 2.09877224e+05 2.74786504e+05 3.42648110e+05 4.13051733e+05 4.85587066e+05 5.60750722e+05 6.43576164e+05 7.34256912e+05 8.32017580e+05 9.36082784e+05 1.04567714e+06 1.16002527e+06 1.27835178e+06 1.39988129e+06 1.52394927e+06 1.65519227e+06 1.79535906e+06 1.94301914e+06 2.09674202e+06 2.25509719e+06 2.41665418e+06 2.58007421e+06 2.74955822e+06 2.92617815e+06 3.10734503e+06 3.29046989e+06 3.47408447e+06 3.66119437e+06 3.85035648e+06 4.04195778e+06 4.23620042e+06 4.43806023e+06 4.64693336e+06 4.86068045e+06 5.08018208e+06 5.30631880e+06 5.53997118e+06 5.78161185e+06 6.03030269e+06 6.28582162e+06 6.54803445e+06 6.81680698e+06 7.09200502e+06 7.37349437e+06 7.66114085e+06 7.95950536e+06 8.27423511e+06 8.60148223e+06 8.93725179e+06 9.27754887e+06 9.61837855e+06 9.95574590e+06 1.02856560e+07 1.06041140e+07 1.09071248e+07 1.11949099e+07 1.14752714e+07 1.17491946e+07 1.20173654e+07 1.22804696e+07 1.25391930e+07 1.27942214e+07 1.30462407e+07 1.32959365e+07 1.35439948e+07 1.37911013e+07 1.40379419e+07 1.43027988e+07 1.46169282e+07 1.48850175e+07 1.49999859e+07 1.50000017e+07 1.50000032e+07 1.50000045e+07 1.50000056e+07 1.50000064e+07 1.50000071e+07 1.50000076e+07 1.50000079e+07 1.50000082e+07 1.50000083e+07 1.50000083e+07 1.50000081e+07 1.50000078e+07 1.50000074e+07 1.50000069e+07 1.50000063e+07 1.50000057e+07 1.50000050e+07 1.50000043e+07 1.50000036e+07 1.50000030e+07 1.50000024e+07 1.50000019e+07 1.50000014e+07 1.50000011e+07 1.50000009e+07 1.50000008e+07 1.50000007e+07 1.50000007e+07 1.50000006e+07 1.50000006e+07 1.50000006e+07 1.50000005e+07 1.50000005e+07 1.50000005e+07 1.50000005e+07 1.50000004e+07 1.50000004e+07 1.50000004e+07 1.50000003e+07 1.50000003e+07 1.50000002e+07 1.50000002e+07 1.49999999e+07 1.49999976e+07 1.49999927e+07 1.49999857e+07 1.49999768e+07 1.49999664e+07 1.49999547e+07 1.49999421e+07 1.49999289e+07 1.49999155e+07 1.49999020e+07 1.49998889e+07 1.49998765e+07 1.49998650e+07 1.49998549e+07 1.49998463e+07 1.49998396e+07 1.49998352e+07 1.49998333e+07 1.49998347e+07 1.49998401e+07 1.49998490e+07 1.49998611e+07 1.49998758e+07 1.49998927e+07 1.49999114e+07 1.49999313e+07 1.49999521e+07 1.49999733e+07 1.49999945e+07 1.50000151e+07 1.50000349e+07 1.50000532e+07 1.50000696e+07 1.50000837e+07 1.50000951e+07 1.50001033e+07 1.50001078e+07 1.50001085e+07 1.50001075e+07 1.50001055e+07 1.50001025e+07 1.50000988e+07 1.50000944e+07 1.50000894e+07 1.50000840e+07 1.50000782e+07 1.50000721e+07 1.50000659e+07 1.50000597e+07 1.50000535e+07 1.50000476e+07 1.50000419e+07 1.50000367e+07 1.50000319e+07 1.50000278e+07 1.50000244e+07 1.50000219e+07 1.50000203e+07 1.50000189e+07 1.50000175e+07 1.50000162e+07 1.50000149e+07 1.50000136e+07 1.50000124e+07 1.50000113e+07 1.50000102e+07 1.50000092e+07 1.50000083e+07 1.50000074e+07 1.50000066e+07 1.50000059e+07 1.50000052e+07 1.50000047e+07 1.50000042e+07 1.50000039e+07 1.50000036e+07 1.50000034e+07 1.50000034e+07] | rotor electrical power
rotorse.rp.powercurve.Omega_spline | output | rpm | [5. 5. 5. 5. 5. 5. 5. 5. 5. 5. 5. 5. 5. 5. 5. 5. 5. 5. 5. 5. 5. 5. 5. 5. 5. 5. 5. 5. 5. 5. 5. 5. 5. 5. 5. 5.00000524 5.01786883 5.05918895 5.10759277 5.16662438 5.24197153 5.327196 5.41585956 5.50152397 5.58059925 5.65904857 5.73749789 5.81594721 5.89439653 5.97284585 6.05129517 6.12974448 6.20953056 6.29224842 6.37675212 6.46185354 6.54636459 6.62909715 6.70886311 6.78447436 6.85474279 6.91848029 6.9779472 7.03950099 7.10207438 7.16432261 7.22490096 7.28246467 7.335669 7.38316921 7.42362055 7.45567829 7.47799768 7.48923398 7.49032509 7.49032509 7.49032509 7.49032509 7.49032509 7.49032509 7.49032509 7.49032509 7.49032509 7.49032509 7.49032509 7.49032509 7.49032509 7.49032509 7.49032509 7.49032509 7.49032509 7.49032509 7.49032509 7.49032509 7.49032509 7.49032509 7.49032509 7.49032509 7.49032509 7.49032509 7.49032509 7.49032509 7.49032509 7.49032509 7.49032509 7.49032509 7.49032509 7.49032509 7.49032509 7.49032509 7.49032509 7.49032509 7.49032509 7.49032509 7.49032509 7.49032509 7.49032509 7.49032509 7.49032509 7.49032509 7.49032509 7.49032509 7.49032509 7.49032509 7.49032509 7.49032509 7.49032509 7.49032509 7.49032509 7.49032509 7.49032509 7.49032509 7.49032509 7.49032509 7.49032509 7.49032509 7.49032509 7.49032509 7.49032509 7.49032509 7.49032509 7.49032509 7.49032509 7.49032509 7.49032509 7.49032509 7.49032509 7.49032509 7.49032509 7.49032509 7.49032509 7.49032509 7.49032509 7.49032509 7.49032509 7.49032509 7.49032509 7.49032509 7.49032509 7.49032509 7.49032509 7.49032509 7.49032509 7.49032509 7.49032509 7.49032509 7.49032509 7.49032509 7.49032509 7.49032509 7.49032509 7.49032509 7.49032509 7.49032509 7.49032509 7.49032509 7.49032509 7.49032509 7.49032509 7.49032509 7.49032509 7.49032509 7.49032509 7.49032509 7.49032509 7.49032509 7.49032509 7.49032509 7.49032509 7.49032509 7.49032509 7.49032509 7.49032509 7.49032509 7.49032509 7.49032509 7.49032509 7.49032509 7.49032509 7.49032509] | omega
rotorse.rs.aero_gust.loads_r | output | m | [ 3.97 8.00944801 12.04889602 16.08834403 20.12779205 24.16724006 28.20668807 32.24613608 36.28558409 40.3250321 44.36448011 48.40392813 52.44337614 56.48282415 60.52227216 64.56172017 68.60116818 72.64061619 76.68006421 80.71951222 84.75896023 88.79840824 92.83785625 96.87730426 100.91675227 104.95620029 108.9956483 113.03509631 117.07454432 121.11399233]
rotorse.rs.aero_gust.loads_Px | output | N/m | [ 424.65331117 543.96808787 965.57554565 1726.4399783 2685.10817965 3663.85314207 4661.77800578 5561.26503985 6520.07422365 7157.97211858 7710.21133107 8130.03002056 8779.7476378 9319.04099038 9314.96277621 9381.26514282 9948.72993585 11147.26716932 12790.45020358 14249.47673301 15243.04607422 16187.66346436 17091.8230991 17920.26140887 18353.50017455 17583.61009642 15675.29177391 12726.73766567 8840.55627935 4161.81766405]
rotorse.rs.aero_gust.loads_Py | output | N/m | [ 81.92002688 80.34814539 -200.9275766 -941.91202087 -1758.56045791 -2370.36948479 -2796.54605676 -3056.93317255 -3349.98098378 -3434.10788274 -3442.11908362 -3390.68991016 -3470.85330011 -3512.24285719 -3290.06754997 -3124.5302685 -3191.39947672 -3515.96196269 -3942.82230755 -4222.94759265 -4346.68548866 -4438.35795067 -4499.40212279 -4522.5591607 -4442.72150591 -4107.97311531 -3553.53956885 -2811.14743932 -1904.77973276 -889.83853004]
rotorse.rs.aero_gust.loads_Pz | output | N/m | [0. 0. 0. 0. 0. 0. 0. 0. 0. 0. 0. 0. 0. 0. 0. 0. 0. 0. 0. 0. 0. 0. 0. 0. 0. 0. 0. 0. 0. 0.]
rotorse.rs.aero_hub_loads.P | output | W | [53156111.86616468] | Rotor aerodynamic power
rotorse.rs.aero_hub_loads.Mb | output | N/m | [82864769.13045527] | Aerodynamic blade root flapwise moment
rotorse.rs.aero_hub_loads.Fhub | output | N | [3201835.87863285 32473.88017392 45045.88960763] | Aerodynamic forces at hub center in the hub c.s.
rotorse.rs.aero_hub_loads.Mhub | output | N*m | [67767883.42025 7747883.02496284 7478071.62336294] | Aerodynamic moments at hub center in the hub c.s.
rotorse.rs.aero_hub_loads.CP | output |  | [0.21238211] | Rotor aerodynamic power coefficient
rotorse.rs.aero_hub_loads.CMb | output |  | [0.0570308] | Aerodynamic blade root flapwise moment coefficient
rotorse.rs.aero_hub_loads.CFhub | output |  | [0.26562539 0.00269404 0.00373702] | Aerodynamic force coefficients at hub center in the hub c.s.
rotorse.rs.aero_hub_loads.CMhub | output |  | [0.04664053 0.0053324 0.0051467 ] | Aerodynamic moment coefficients at hub center in the hub c.s.
rotorse.rs.brs.d_r | output | m | [7.32019645] | Root fastener circle diameter
rotorse.rs.brs.ratio | output |  | [1.42153538] | Ratio of recommended diameter over actual diameter. It can be constrained to be smaller than 1
rotorse.rs.constr.constr_max_strainU_spar | output |  | [3.82302519e-01 3.63963874e-01 4.18700917e-01 4.95895228e-01 6.61762365e-01 7.36486784e-01 7.41915166e-01 7.70532147e-01 7.83075295e-01 7.42825477e-01 7.04943683e-01 7.03829578e-01 6.83459846e-01 6.86591440e-01 7.26781397e-01 7.68029831e-01 7.67212001e-01 7.49334800e-01 6.99867195e-01 6.40893910e-01 5.90309309e-01 5.40198480e-01 4.77276195e-01 4.01182878e-01 3.15958714e-01 2.50039825e-01 1.97720505e-01 1.54266402e-01 1.16079867e-01 3.32703228e-04] | constraint for maximum strain in spar cap suction side
rotorse.rs.constr.constr_max_strainL_spar | output |  | [3.76276570e-01 3.51404727e-01 4.16723250e-01 5.30428869e-01 6.65707752e-01 6.84633923e-01 6.81837634e-01 7.23915637e-01 7.36045328e-01 6.87228199e-01 6.61386949e-01 6.61603266e-01 6.42299749e-01 6.46885229e-01 6.94476695e-01 7.33448862e-01 7.35907958e-01 7.22410737e-01 6.76772910e-01 6.21203023e-01 5.72164036e-01 5.23381821e-01 4.61723557e-01 3.89457009e-01 3.06143969e-01 2.43112068e-01 1.93536642e-01 1.52445216e-01 1.15157002e-01 3.34900013e-04] | constraint for maximum strain in spar cap pressure side
rotorse.rs.constr.constr_max_strainU_te | output |  | [2.43535098e-02 1.65987234e-02 5.45808402e-02 2.42719964e-01 1.02890255e-01 4.67509118e-02 2.12578483e-01 6.89768356e-02 1.75480334e-01 1.94364896e-01 1.91989992e-01 1.91340603e-01 7.54647558e-02 7.59819248e-02 6.92532464e-02 7.15182777e-02 7.43960561e-02 9.95482175e-02 1.29259870e-01 1.66198131e-01 1.88651579e-01 1.97226013e-01 1.86103167e-01 1.79548915e-01 5.43051511e-02 4.07887165e-02 2.39923213e-02 8.41982293e-03 3.24836681e-03 2.50774385e-05] | constraint for maximum strain in trailing edge suction side
rotorse.rs.constr.constr_max_strainL_te | output |  | [2.43535098e-02 1.65987234e-02 5.45808402e-02 9.31387698e-02 8.41672425e-02 2.31908423e-01 2.60491117e-01 2.23849612e-01 2.67842245e-01 2.99355822e-01 2.92669044e-01 2.90160590e-01 2.21292015e-01 2.17155029e-01 2.14743797e-01 2.13373009e-01 2.09868662e-01 2.22444260e-01 2.34265356e-01 2.60910757e-01 2.69922880e-01 2.62769742e-01 2.38548079e-01 2.23310628e-01 5.43051511e-02 4.07887165e-02 2.39923213e-02 8.41982293e-03 3.24836681e-03 2.50774385e-05] | constraint for maximum strain in trailing edge pressure side
rotorse.rs.constr.constr_flap_f_margin | output |  | [-0.08683073 -0.94990739 -2.54419288 -4.58145824 -6.99212621] | constraint on flap blade frequency such that ratio of 3P/f is above or below gamma with constraint <= 0
rotorse.rs.constr.constr_edge_f_margin | output |  | [-0.23131784 -1.42009835 -3.5339584 -6.33919099 -9.97722409] | constraint on edge blade frequency such that ratio of 3P/f is above or below gamma with constraint <= 0
rotorse.rs.curvature.s | output | m | [ 3.97 8.00959833 12.04934033 16.08917148 20.12895778 24.16859832 28.20808695 32.247535 36.28698445 40.32643653 44.36589153 48.40537109 52.44502986 56.48518318 60.52588456 64.56690019 68.60847326 72.65160106 76.6962538 80.7419495 84.78816502 88.83532773 92.88396109 96.9339882 100.98510083 105.03728549 109.09107806 113.14666828 117.20391254 121.26260579] | cumulative path length along blade
rotorse.rs.curvature.blades_cg_hubcc | output | m | [2.47163778] | cg of all blades relative to hub along shaft axis. Distance is should be interpreted as negative for upwind and positive for downwind turbines
rotorse.rs.frame.root_F | output | N | [-1288100.8100127 -264604.83583192 676785.44494908] | Blade root forces in blade c.s.
rotorse.rs.frame.root_M | output | N*m | [ 16416778.68642143 -87723124.92630082 -0. ] | Blade root moment in blade c.s.
rotorse.rs.frame.flap_mode_shapes | output |  | [[ 2.17218241e-01 -1.37597953e-02 2.25097424e+00 -1.41497350e+00 -3.94591921e-02] [-7.41055567e-02 -1.44925193e+00 -8.31687865e+00 2.25739135e+01 -1.17336773e+01] [-4.50970123e+00 4.55158418e+01 -1.23709288e+02 1.24652440e+02 -4.09492924e+01] [-9.64849863e-01 -1.48395375e+01 8.42345604e+01 -1.33265292e+02 6.58351186e+01] [ 1.93421315e+01 -1.45403441e+02 3.83117741e+02 -4.24483066e+02 1.68426635e+02]] | 6-degree polynomial coefficients of mode shapes in the flap direction (x^2..x^6, no linear or constant term)
rotorse.rs.frame.edge_mode_shapes | output |  | [[ 1.07897939e-01 2.78756100e+00 -4.88793948e+00 5.01506306e+00 -2.02258252e+00] [-1.15590056e+00 3.78164183e+00 -1.62233256e+01 2.70971181e+01 -1.24995338e+01] [-3.17770660e+00 4.16627635e+01 -1.24735728e+02 1.34002921e+02 -4.67522492e+01] [-6.77872264e+00 2.66212224e+01 -1.72652746e+01 -2.97682140e+01 2.81909888e+01] [ 2.03299684e+01 -1.52531918e+02 4.00178827e+02 -4.41265901e+02 1.74289023e+02]] | 6-degree polynomial coefficients of mode shapes in the edge direction (x^2..x^6, no linear or constant term)
rotorse.rs.frame.tors_mode_shapes | output |  | [[0. 0. 0. 0. 0.] [0. 0. 0. 0. 0.] [0. 0. 0. 0. 0.] [0. 0. 0. 0. 0.] [0. 0. 0. 0. 0.]] | 6-degree polynomial coefficients of mode shapes in the torsional direction (x^2..x^6, no linear or constant term)
rotorse.rs.frame.all_mode_shapes | output |  | [[ 2.17218241e-01 -1.37597953e-02 2.25097424e+00 -1.41497350e+00 -3.94591921e-02] [ 1.07897939e-01 2.78756100e+00 -4.88793948e+00 5.01506306e+00 -2.02258252e+00] [-7.41055567e-02 -1.44925193e+00 -8.31687865e+00 2.25739135e+01 -1.17336773e+01] [-1.15590056e+00 3.78164183e+00 -1.62233256e+01 2.70971181e+01 -1.24995338e+01] [-4.50970123e+00 4.55158418e+01 -1.23709288e+02 1.24652440e+02 -4.09492924e+01] [-3.17770660e+00 4.16627635e+01 -1.24735728e+02 1.34002921e+02 -4.67522492e+01] [-9.64849863e-01 -1.48395375e+01 8.42345604e+01 -1.33265292e+02 6.58351186e+01] [-6.77872264e+00 2.66212224e+01 -1.72652746e+01 -2.97682140e+01 2.81909888e+01] [ 1.93421315e+01 -1.45403441e+02 3.83117741e+02 -4.24483066e+02 1.68426635e+02] [ 2.03299684e+01 -1.52531918e+02 4.00178827e+02 -4.41265901e+02 1.74289023e+02]] | 6-degree polynomial coefficients of mode shapes in the edge direction (x^2..x^6, no linear or constant term)
rotorse.rs.frame.flap_mode_freqs | output | Hz | [0.51260776 1.47158183 3.24301015 5.50663832 8.1851583 ] | Frequencies associated with mode shapes in the flap direction
rotorse.rs.frame.edge_mode_freqs | output | Hz | [ 0.673149 1.99401622 4.34274961 7.45967472 11.50193371] | Frequencies associated with mode shapes in the edge direction
rotorse.rs.frame.tors_mode_freqs | output | Hz | [0. 0. 0. 0. 0.] | Frequencies associated with mode shapes in the torsional direction
rotorse.rs.frame.freqs | output | Hz | [0.51260776 0.673149 1.47158183 1.99401622 3.24301015 3.44479376 4.34274961 5.50663832 6.07246506 7.45967472] | ration of 2nd and 1st natural frequencies, should be ratio of edgewise to flapwise
rotorse.rs.frame.freq_distance | output |  | [1.31318535] | ration of 2nd and 1st natural frequencies, should be ratio of edgewise to flapwise
rotorse.rs.frame.dx | output | m | [-0.00000000e+00 4.60591020e-03 1.86345804e-02 4.41314119e-02 8.69781262e-02 1.56058696e-01 2.58885272e-01 4.01299864e-01 5.90282056e-01 8.31978215e-01 1.12921194e+00 1.48481939e+00 1.90421805e+00 2.39287418e+00 2.95798972e+00 3.61313817e+00 4.37533184e+00 5.25858746e+00 6.27055485e+00 7.41039650e+00 8.67219341e+00 1.00501727e+01 1.15378449e+01 1.31248038e+01 1.47961690e+01 1.65374189e+01 1.83389433e+01 2.01960902e+01 2.21054166e+01 2.40696497e+01] | deflection of blade section in airfoil x-direction
rotorse.rs.frame.dy | output | m | [ 0.00000000e+00 -9.19109968e-04 -3.89023527e-03 -9.97991821e-03 -2.12150192e-02 -4.01653705e-02 -6.89379640e-02 -1.08675766e-01 -1.59876568e-01 -2.22225949e-01 -2.94741798e-01 -3.76465399e-01 -4.66697763e-01 -5.64793170e-01 -6.70134134e-01 -7.82045624e-01 -8.99654601e-01 -1.02213344e+00 -1.14914228e+00 -1.28105930e+00 -1.41881269e+00 -1.56302519e+00 -1.71364614e+00 -1.87048089e+00 -2.03323962e+00 -2.20123183e+00 -2.37346435e+00 -2.54882362e+00 -2.72625005e+00 -2.90516286e+00] | deflection of blade section in airfoil y-direction
rotorse.rs.frame.dz | output | m | [-0.00000000e+00 -6.56761827e-05 -1.46385072e-04 -2.36830965e-04 -3.49148329e-04 -4.74176252e-04 -6.04152883e-04 -7.33787137e-04 -8.59545196e-04 -9.77819532e-04 -1.08691198e-03 -1.18653547e-03 -1.27802286e-03 -1.36377074e-03 -1.44481711e-03 -1.52062659e-03 -1.59056351e-03 -1.65452828e-03 -1.71397656e-03 -1.77071337e-03 -1.82529282e-03 -1.87715014e-03 -1.92600667e-03 -1.97189640e-03 -2.01332606e-03 -2.04863694e-03 -2.07705879e-03 -2.09830715e-03 -2.11244609e-03 -2.12315048e-03] | deflection of blade section in airfoil z-direction
rotorse.rs.frame.EI11 | output | N*m**2 | [1.49854206e+11 1.37275213e+11 9.74487768e+10 6.16494692e+10 3.66178917e+10 2.77520786e+10 2.27900240e+10 1.76529845e+10 1.41987092e+10 1.28853097e+10 1.12320334e+10 8.88763446e+09 7.53110303e+09 6.12855890e+09 4.40959186e+09 3.16411576e+09 2.42817173e+09 1.89799141e+09 1.61918214e+09 1.39358640e+09 1.15094468e+09 9.23410794e+08 7.46645781e+08 6.13753831e+08 4.89582252e+08 3.25212467e+08 1.70458340e+08 6.19690714e+07 1.03743943e+07 2.11133797e+05] | stiffness w.r.t principal axis 1
rotorse.rs.frame.EI22 | output | N*m**2 | [1.50009720e+11 1.54641317e+11 1.14361663e+11 8.04529463e+10 5.97097746e+10 4.60756975e+10 3.75451703e+10 3.12764835e+10 2.74409311e+10 2.43493582e+10 2.11153267e+10 1.81939942e+10 1.59430824e+10 1.35553758e+10 1.12170348e+10 9.25716830e+09 7.79350280e+09 5.89999506e+09 4.42271451e+09 3.00357464e+09 2.31555835e+09 1.88921203e+09 1.54529865e+09 1.11428195e+09 8.36133492e+08 5.78002444e+08 3.74918799e+08 2.14389771e+08 4.74579436e+07 1.69340185e+06] | stiffness w.r.t principal axis 2
rotorse.rs.frame.alpha | output | deg | [ 7.34858187e+01 7.29670184e+01 5.85531512e+01 2.64876943e+01 1.55168663e+01 1.66123255e+01 1.67965186e+01 1.22048246e+01 8.30215013e+00 7.00714284e+00 5.59311747e+00 3.85918974e+00 2.97430681e+00 2.31461099e+00 1.49378334e+00 9.89762456e-01 8.25109503e-01 5.49995025e-01 1.47103868e-01 -4.92190712e-01 -7.30462420e-01 -5.68213515e-01 -3.46613749e-01 -1.93165551e-01 -2.52254140e-01 -2.33864435e-01 4.85448239e-02 4.67336336e-01 6.19744743e-01 6.71374667e-01] | Angle between blade c.s. and principal axes
rotorse.rs.frame.M1 | output | N*m | [-1.90828370e+07 -1.78550734e+07 -2.79598662e+07 -5.20917209e+07 -6.32967717e+07 -6.08513749e+07 -5.62711954e+07 -5.24473178e+07 -4.87197105e+07 -4.45466189e+07 -4.03108707e+07 -3.61656143e+07 -3.21674722e+07 -2.83811704e+07 -2.48009925e+07 -2.14378991e+07 -1.83140907e+07 -1.54224585e+07 -1.27593623e+07 -1.03319680e+07 -8.15563738e+06 -6.23892724e+06 -4.57715752e+06 -3.17329642e+06 -2.03707099e+06 -1.17510719e+06 -5.77110525e+05 -2.14153827e+05 -4.12354767e+04 5.45127971e+00] | distribution along blade span of bending moment w.r.t principal axis 1
rotorse.rs.frame.M2 | output | N*m | [ 8.71820408e+07 8.20361064e+07 7.35814906e+07 5.18915258e+07 2.59565658e+07 1.77604086e+07 1.59233901e+07 1.15381193e+07 5.85298068e+06 2.24563282e+06 1.49699961e+05 -1.59712084e+06 -2.68240461e+06 -3.13639809e+06 -3.38381627e+06 -3.42645639e+06 -3.20300859e+06 -2.83951604e+06 -2.43365195e+06 -2.02930121e+06 -1.61478352e+06 -1.19272447e+06 -8.25879642e+05 -5.43872613e+05 -3.40552932e+05 -1.94602271e+05 -9.33015527e+04 -3.32958303e+04 -6.31089320e+03 1.88370495e-01] | distribution along blade span of bending moment w.r.t principal axis 2
rotorse.rs.frame.F2 | output | N | [ 3.03752071e+05 3.04471181e+05 4.89718545e+05 9.33243347e+05 1.18543028e+06 1.20664805e+06 1.18611809e+06 1.17494191e+06 1.16056817e+06 1.13116953e+06 1.09449740e+06 1.05335832e+06 1.00847401e+06 9.61086293e+05 9.12170549e+05 8.63041000e+05 8.13313829e+05 7.60515881e+05 7.02581218e+05 6.39244395e+05 5.72251837e+05 5.02586756e+05 4.29791478e+05 3.53798329e+05 2.75700884e+05 1.99066833e+05 1.28907171e+05 6.94492171e+04 2.49365374e+04 -1.04025257e+03] | distribution along blade span of force w.r.t principal axis 2
rotorse.rs.frame.F3 | output | N | [6.76785445e+05 7.51041168e+05 7.87954844e+05 7.97709350e+05 7.91070861e+05 7.75899593e+05 7.56988781e+05 7.35642594e+05 7.11504442e+05 6.83679136e+05 6.51528552e+05 6.14990524e+05 5.74348214e+05 5.30470658e+05 4.84286210e+05 4.36156556e+05 3.86236469e+05 3.35923115e+05 2.87445075e+05 2.42447964e+05 2.01074435e+05 1.62664235e+05 1.27310270e+05 9.55606244e+04 6.78899126e+04 4.46833655e+04 2.61853558e+04 1.22556035e+04 3.58558081e+03 3.61524144e-11] | axial resultant along blade span
rotorse.rs.strains.strainU_spar | output |  | [-1.52921008e-03 -1.45585550e-03 -1.67480367e-03 -1.98358091e-03 -2.64704946e-03 -2.94594714e-03 -2.96766066e-03 -3.08212859e-03 -3.13230118e-03 -2.97130191e-03 -2.81977473e-03 -2.81531831e-03 -2.73383938e-03 -2.74636576e-03 -2.90712559e-03 -3.07211932e-03 -3.06884800e-03 -2.99733920e-03 -2.79946878e-03 -2.56357564e-03 -2.36123724e-03 -2.16079392e-03 -1.90910478e-03 -1.60473151e-03 -1.26383486e-03 -1.00015930e-03 -7.90882022e-04 -6.17065607e-04 -4.64319468e-04 1.33081291e-06] | strain in spar cap on upper surface at location xu,yu_strain with loads P_strain
rotorse.rs.strains.strainL_spar | output |  | [ 1.50510628e-03 1.40561891e-03 1.66689300e-03 2.12171548e-03 2.66283101e-03 2.73853569e-03 2.72735053e-03 2.89566255e-03 2.94418131e-03 2.74891280e-03 2.64554780e-03 2.64641306e-03 2.56919900e-03 2.58754092e-03 2.77790678e-03 2.93379545e-03 2.94363183e-03 2.88964295e-03 2.70709164e-03 2.48481209e-03 2.28865615e-03 2.09352729e-03 1.84689423e-03 1.55782804e-03 1.22457588e-03 9.72448270e-04 7.74146568e-04 6.09780866e-04 4.60628007e-04 -1.33960005e-06] | strain in spar cap on lower surface at location xl,yl_strain with loads P_strain
rotorse.rs.strains.strainU_te | output |  | [ 9.74140393e-05 6.63948935e-05 2.18323361e-04 -9.70879854e-04 -4.11561022e-04 1.87003647e-04 8.50313934e-04 2.75907342e-04 7.01921338e-04 7.77459582e-04 7.67959967e-04 7.65362414e-04 3.01859023e-04 3.03927699e-04 2.77012986e-04 2.86073111e-04 2.97584225e-04 3.98192870e-04 5.17039482e-04 6.64792524e-04 7.54606316e-04 7.88904051e-04 7.44412667e-04 7.18195658e-04 -2.17220604e-04 -1.63154866e-04 -9.59692851e-05 -3.36792917e-05 -1.29934672e-05 -1.00309754e-07] | strain in trailing-edge panels on upper surface at location xu,yu_te with loads P_te
rotorse.rs.strains.strainL_te | output |  | [ 9.74140393e-05 6.63948935e-05 2.18323361e-04 -3.72555079e-04 3.36668970e-04 9.27633690e-04 1.04196447e-03 8.95398449e-04 1.07136898e-03 1.19742329e-03 1.17067618e-03 1.16064236e-03 8.85168058e-04 8.68620116e-04 8.58975188e-04 8.53492035e-04 8.39474649e-04 8.89777040e-04 9.37061424e-04 1.04364303e-03 1.07969152e-03 1.05107897e-03 9.54192314e-04 8.93242512e-04 -2.17220604e-04 -1.63154866e-04 -9.59692851e-05 -3.36792917e-05 -1.29934672e-05 -1.00309754e-07] | strain in trailing-edge panels on lower surface at location xl,yl_te with loads P_te
rotorse.rs.strains.axial_root_sparU_load2stress | output | m**2 | [ 0. 0. -0.60604043 -0.13245091 0.46636919 0. ] | Linear conversion factors between loads [Fx-z; Mx-z] and axial stress in the upper spar cap at blade root
rotorse.rs.strains.axial_root_sparL_load2stress | output | m**2 | [ 0. 0. -0.60604043 0.12432615 -0.46860146 0. ] | Linear conversion factors between loads [Fx-z; Mx-z] and axial stress in the lower spar cap at blade root
rotorse.rs.strains.axial_maxc_teU_load2stress | output | m**2 | [ 0. 0. -0.87734106 -1.36845036 -0.06470718 0. ] | Linear conversion factors between loads [Fx-z; Mx-z] and axial stress in the upper trailing edge at blade max chord
rotorse.rs.strains.axial_maxc_teL_load2stress | output | m**2 | [ 0. 0. -0.87734106 -1.41333879 -0.31049759 0. ] | Linear conversion factors between loads [Fx-z; Mx-z] and axial stress in the lower trailing edge at blade max chord
rotorse.rs.tip_pos.tip_deflection | output | m | [22.92576895] | deflection at tip in yaw x-direction
rotorse.rs.tot_loads_gust.Px_af | output | N/m | [ 2102.0431462 2393.36613038 2749.12456571 3626.79374538 4437.95923941 5256.19194084 6153.29312888 6997.33874355 7956.31722991 8606.48712642 9182.92733992 9657.48249011 10416.38822655 11035.46929723 11059.11116091 11156.80010966 11823.19528001 13074.6037723 14686.82382704 16028.10054368 16945.07833894 17832.4432113 18663.42374575 19362.61547111 19637.10691571 18667.60129314 16550.46928775 13380.1520603 9185.13792588 4270.32843786] | total distributed loads in airfoil x-direction
rotorse.rs.tot_loads_gust.Py_af | output | N/m | [ 839.65330331 888.58431964 651.39359619 74.79519848 -628.97630825 -1148.43343508 -1492.71267659 -1730.08979403 -2033.38203235 -2218.08999259 -2351.88020275 -2429.14077979 -2584.7927723 -2723.57483114 -2642.16541541 -2595.04162127 -2728.38338274 -3061.33464162 -3429.29726614 -3610.98713882 -3617.4095702 -3577.53606123 -3517.23444487 -3460.81698197 -3364.5720059 -3085.51812022 -2654.0064148 -2095.5533413 -1427.12941898 -677.38526089] | total distributed loads in airfoil y-direction
rotorse.rs.tot_loads_gust.Pz_af | output | N/m | [-23469.582128 -13295.71224894 -4980.88718543 151.26291771 3135.56788466 4375.98930498 4987.08143803 5581.7846969 6369.43257325 7407.3576127 8510.9532242 9579.65621142 10543.05539743 11181.48109449 11685.23714524 12144.58561623 12571.71308592 12339.29856386 11663.01872443 10615.82891822 9868.92125483 9148.63369031 8355.72485447 7364.07430916 6336.173143 5153.78963918 4004.89535911 2891.96640414 1400.71185204 374.57125635] | total distributed loads in airfoil z-direction
rotorse.stall_check.no_stall_constraint | output |  | [0. 0. 0. 0. 0. 0. 0. 0.93736367 0.89374381 0.86892195 0.86846361 0.87473812 0.87098659 0.87148632 0.8913057 0.91190144 0.91996169 0.90519487 0.8670183 0.82345705 0.78509018 0.75257085 0.72146088 0.69348779 0.67635686 0.67031543 0.67168294 0.67745286 0.68411112 0.70180136] | Constraint, ratio between angle of attack plus a margin and stall angle
rotorse.stall_check.stall_angle_along_span | output | deg | [1.00000000e-06 2.40408779e+01 1.68326006e+01 1.94078792e+01 1.58741572e+01 1.37868800e+01 1.28758496e+01 1.27796467e+01 1.30588918e+01 1.34750336e+01 1.36960225e+01 1.38566216e+01 1.40416354e+01 1.42702325e+01 1.42972303e+01 1.42519417e+01 1.42750717e+01 1.43770278e+01 1.45199286e+01 1.46365590e+01 1.46050701e+01 1.44824258e+01 1.44075103e+01 1.44007143e+01 1.44007143e+01 1.44007143e+01 1.44007143e+01 1.44007143e+01 1.44007143e+01 1.44007143e+01] | Stall angle along blade span
rotorse.total_bc.total_blade_cost | output | USD | [1167541.80897223] | Total blade cost (variable and fixed). For segmented blades, this is the total of inner+outer+joint
rotorse.wt_class.V_mean | output | m/s | [10.]
rotorse.wt_class.V_extreme1 | output | m/s | [40.]
rotorse.wt_class.V_extreme50 | output | m/s | [70.]
tcons.constr_tower_f_NPmargin | output |  | [0.03117091] | constraint on tower frequency such that ratio of 3P/f is above or below gamma with constraint <= 0
tcons.constr_tower_f_1Pmargin | output |  | [-0.21850659] | constraint on tower frequency such that ratio of 1P/f is above or below gamma with constraint <= 0
tcons.tip_deflection_ratio | output |  | [1.0314978]
tcons.blade_tip_tower_clearance | output | m | [31.50494113]
towerse.env.Px | output | N/m | [1175.38096494 1343.32634324 1466.93822367 1567.08585356 1685.56726354 1785.26196876 1872.15969291 1826.94599469 1776.64643329 1722.28682306 1510.18444437 1306.45902751 1106.41855772]
towerse.env.Py | output | N/m | [0. 0. 0. 0. 0. 0. 0. 0. 0. 0. 0. 0. 0.]
towerse.env.Pz | output | N/m | [0. 0. 0. 0. 0. 0. 0. 0. 0. 0. 0. 0. 0.]
towerse.env.qdyn | output | N/m**2 | [151.95594034 172.68473093 187.62554289 199.53549696 213.40521653 224.89521104 234.77957188 240.13044091 245.12834696 249.8229346 253.96585114 257.90517947 261.66268931]
towerse.env.wind.U | output | m/s | [15.75091525 16.79089797 17.50221177 18.04916175 18.66592296 19.16183328 19.57839592 19.80024493 20.00523797 20.1958951 20.36266496 20.51998247 20.66892331]
towerse.env.windLoads.windLoads_Px | output | N/m | [1175.38096494 1343.32634324 1466.93822367 1567.08585356 1685.56726354 1785.26196876 1872.15969291 1826.94599469 1776.64643329 1722.28682306 1510.18444437 1306.45902751 1106.41855772]
towerse.env.windLoads.windLoads_Py | output | N/m | [0. 0. 0. 0. 0. 0. 0. 0. 0. 0. 0. 0. 0.]
towerse.env.windLoads.windLoads_Pz | output | N/m | [0. 0. 0. 0. 0. 0. 0. 0. 0. 0. 0. 0. 0.]
towerse.env.windLoads.windLoads_qdyn | output | N/m**2 | [151.95594034 172.68473093 187.62554289 199.53549696 213.40521653 224.89521104 234.77957188 240.13044091 245.12834696 249.8229346 253.96585114 257.90517947 261.66268931]
towerse.env.windLoads.windLoads_z | output | m | [ 15. 25.55596737 36.11193473 46.6679021 61.74785548 76.82780886 91.90776224 100.95573427 110.00370629 119.05167832 127.49645221 135.94122611 144.386 ]
towerse.env.windLoads.windLoads_beta | output | deg | [0.]
towerse.g2e.Px | output | N/m | [0. 0. 0. 0. 0. 0. 0. 0. 0. 0. 0. 0. 0.]
towerse.g2e.Py | output | N/m | [0. 0. 0. 0. 0. 0. 0. 0. 0. 0. 0. 0. 0.]
towerse.g2e.Pz | output | N/m | [-1175.38096494 -1343.32634324 -1466.93822367 -1567.08585356 -1685.56726354 -1785.26196876 -1872.15969291 -1826.94599469 -1776.64643329 -1722.28682306 -1510.18444437 -1306.45902751 -1106.41855772]
towerse.g2e.qdyn | output | Pa | [151.95594034 172.68473093 187.62554289 199.53549696 213.40521653 224.89521104 234.77957188 240.13044091 245.12834696 249.8229346 253.96585114 257.90517947 261.66268931]
towerse.constr_d_to_t | output |  | [231.14899431 402.68109253 804.06047054 621.38364256]
towerse.constr_taper | output |  | [0.99999998 1. 0.87988405 0.62217517]
towerse.slope | output |  | [1.00000002 1. 0.87988405 0.62217517]
towerse.thickness_slope | output |  | [0.57402496 0.47073186 0.98247391]
towerse.member.nu_full | output |  | [0.26103405 0.26103405 0.26103405 0.26103405 0.26103405 0.26103405 0.26103405 0.26103405 0.26103405 0.26103405 0.26103405 0.26103405]
towerse.member.nodes_r | output | m | [5.4968139 5.49681393 5.49681396 5.49681399 5.496814 5.496814 5.496814 5.27672898 5.05664397 4.83655895 4.22743493 3.61831092 3.00918691]
towerse.member.center_of_buoyancy | output | m | [0. 0. 0.]
towerse.member.displacement | output | m**3 | [0.]
towerse.member.buoyancy_force | output | N | [0.]
towerse.member.idx_cb | output |  | [0.]
towerse.member.Awater | output | m**2 | [0.]
towerse.member.Iwaterx | output | m**4 | [0.]
towerse.member.Iwatery | output | m**4 | [0.]
towerse.member.added_mass | output | kg | [0. 0. 0. 0. 0. 0.]
towerse.member.waterline_centroid | output | m | [0. 0.]
towerse.member.z_dim | output | m | [ 15. 25.55596737 36.11193473 46.6679021 61.74785548 76.82780886 91.90776224 100.95573427 110.00370629 119.05167832 127.49645221 135.94122611 144.386 ]
towerse.member.d_eff | output | m | [10.99362781 10.99362787 10.99362792 10.99362798 10.99362799 10.993628 10.993628 10.55345797 10.11328793 9.6731179 8.45486987 7.23662184 6.01837381]
towerse.tower_section_height | output | m | [31.6679021 45.23986014 27.14391608 25.33432168]
towerse.member.sigma_ult | output | Pa | [4.5e+08 4.5e+08 4.5e+08 4.5e+08]
towerse.member.wohler_exp | output |  | [3. 3. 3. 3.]
towerse.member.wohler_A | output |  | [4.5e+08 4.5e+08 4.5e+08 4.5e+08]
towerse.member.ballast_density | output | kg/m**3 | []
towerse.member.ballast_unit_cost | output | USD/kg | []
towerse.z_param | output | m | [ 15. 46.6679021 91.90776224 119.05167832 144.386 ]
towerse.member.sec_loc | output |  | [0. 0.38116592 0.73991031 1. ] | normalized sectional location
towerse.member.str_tw | output | deg | [0. 0. 0. 0.] | structural twist of section
towerse.member.tw_iner | output | deg | [0. 0. 0. 0.] | inertial twist of section
towerse.member.mass_den | output | kg/m | [13650.08590067 7849.99247284 3477.629304 2593.20846353] | sectional mass per unit length
towerse.member.foreaft_iner | output | kg*m | [204441.85331328 118006.06312188 46301.73401467 19889.23537912] | sectional fore-aft intertia per unit length about the Y_G inertia axis
towerse.member.sideside_iner | output | kg*m | [204441.85331328 118006.06312188 46301.73401467 19889.23537912] | sectional side-side intertia per unit length about the Y_G inertia axis
towerse.member.foreaft_stff | output | N*m**2 | [4.89915776e+12 2.82784719e+12 1.10955509e+12 4.76617191e+11] | sectional fore-aft bending stiffness per unit length about the Y_E elastic axis
towerse.member.sideside_stff | output | N*m**2 | [4.89915776e+12 2.82784719e+12 1.10955509e+12 4.76617191e+11] | sectional side-side bending stiffness per unit length about the Y_E elastic axis
towerse.member.tor_stff | output | N*m**2 | [3.88503210e+12 2.24248282e+12 8.79877188e+11 3.77957432e+11] | sectional torsional stiffness
towerse.member.axial_stff | output | N | [3.27104862e+11 1.88113886e+11 8.33364319e+10 6.21425465e+10] | sectional axial stiffness
towerse.member.cg_offst | output | m | [0. 0. 0. 0.] | offset from the sectional center of mass
towerse.member.sc_offst | output | m | [0. 0. 0. 0.] | offset from the sectional shear center
towerse.member.tc_offst | output | m | [0. 0. 0. 0.] | offset from the sectional tension center
towerse.member.axial_load2stress | output | m**2 | [[0. 0. 0.61142472 0.22439832 0.22439832 0. ] [0. 0. 1.06318573 0.38876316 0.38876316 0. ] [0. 0. 2.39991076 0.93130778 0.93130778 0. ] [0. 0. 3.2184069 1.64613153 1.64613153 0. ]]
towerse.member.shear_load2stress | output | m**2 | [[1.00502982 1.00502982 0. 0. 0. 0.11219916] [1.74906381 1.74906381 0. 0. 0. 0.19438158] [3.95030682 3.95030682 0. 0. 0. 0.46565389] [5.2967126 5.2967126 0. 0. 0. 0.82306576]]
towerse.member.labor_hours | output | h | [553.41168396]
towerse.tower_cost | output | USD | [2669933.52164267]
towerse.member.section_D | output | m | [10.99362784 10.9936279 10.99362795 10.99362799 10.99362799 10.993628 10.77354298 10.33337295 9.89320291 9.06399388 7.84574586 6.62749783]
towerse.member.section_t | output | m | [0.05089004 0.05089004 0.05089004 0.02921215 0.02921215 0.02921215 0.01375109 0.01375109 0.01375109 0.01351009 0.01351009 0.01351009]
towerse.member.section_sigma_y | output | Pa | [3.45e+08 3.45e+08 3.45e+08 3.45e+08 3.45e+08 3.45e+08 3.45e+08 3.45e+08 3.45e+08 3.45e+08 3.45e+08 3.45e+08]
towerse.post.axial_stress | output | Pa | [[ 7.31754605e+07] [ 6.69202320e+07] [ 6.06534165e+07] [ 8.86554489e+07] [ 7.22280347e+07] [ 5.57911852e+07] [ 1.00581643e+08] [ 8.52232417e+07] [ 6.65499443e+07] [ 5.11309696e+07] [ 2.90745752e+07] [-1.17884029e+07]]
towerse.post.shear_stress | output | Pa | [[ 3198860.73813045] [ 3199411.70032399] [ 3199914.74528551] [ 5569554.57773472] [ 5570931.24237465] [ 5572059.53824277] [12062287.37653818] [12577404.83070885] [13138315.40999416] [14597660.69946377] [16868701.55364621] [19976491.02264351]]
towerse.post.hoop_stress | output | Pa | [[-18678.93089932] [-20731.26178963] [-22276.18111055] [-41467.61921251] [-44014.24864963] [-46160.66727737] [-99411.84249153] [-97423.0376295 ] [-95130.86842122] [-90287.63760314] [-79389.10362231] [-68050.18212143]]
towerse.post.hoop_stress_euro | output | Pa | [[0.] [0.] [0.] [0.] [0.] [0.] [0.] [0.] [0.] [0.] [0.] [0.]]
towerse.post.constr_stress | output |  | [[0.37335327] [0.34163804] [0.30988322] [0.45375328] [0.37079607] [0.28813814] [0.52282363] [0.4477067 ] [0.35801048] [0.29037014] [0.20982106] [0.18588977]]
towerse.post.constr_shell_buckling | output |  | [[0.06676544] [0.06255071] [0.05841698] [0.1883898 ] [0.17872905] [0.16911645] [0.74234482] [0.72925442] [0.71746913] [0.72093248] [0.72159944] [0.73009444]]
towerse.post.constr_global_buckling | output |  | [[1.19788141] [1.08659943] [0.9755328 ] [1.44146354] [1.17855773] [0.91689011] [1.71114161] [1.49371615] [1.23002985] [1.05557729] [0.82145132] [0.27825713]]
towerse.height_constraint | output | m | [5.614]
towerse.transition_piece_height | output | m | [15.]
towerse.z_start | output | m | [15.]
towerse.tower.section_L | output | m | [10.55596737 10.55596737 10.55596737 15.07995338 15.07995338 15.07995338 9.04797203 9.04797203 9.04797203 8.44477389 8.44477389 8.44477389]
towerse.tower.f1 | output | Hz | [0.38149483]
towerse.tower.f2 | output | Hz | [0.38738176]
towerse.tower.structural_frequencies | output | Hz | [0.38149483 0.38738176 0.84711217 1.16609596 1.30194831 3.65529343]
towerse.tower.fore_aft_modes | output |  | [[ 0.87349887 0.44249171 -1.24682103 1.52449035 -0.59365989] [ 9.20112478 7.90356014 -43.82259496 58.10393896 -30.38602892] [ -56.52596633 145.10885888 -248.75831916 294.68670623 -133.51127962]]
towerse.tower.side_side_modes | output |  | [[ 0.86218547 0.41517403 -1.1387305 1.38341 -0.522039 ] [ 6.27581288 6.76536092 -33.18496134 43.74379739 -22.60000985] [ -55.89060783 142.46104465 -243.74303485 288.7638503 -130.59125227]]
towerse.tower.torsion_modes | output |  | [[ 4.72420632 -17.73105851 31.72799626 -25.28611614 7.56497207] [ 0. 0. 0. 0. 0. ] [ 0. 0. 0. 0. 0. ]]
towerse.tower.fore_aft_freqs | output | Hz | [0.38738176 1.30194831 3.68380215]
towerse.tower.side_side_freqs | output | Hz | [0.38149483 1.16609596 3.65529343]
towerse.tower.torsion_freqs | output | Hz | [5.92349967 0. 0. ]
towerse.tower.tower_deflection | output | m | [[0. ] [0.00471524] [0.01753285] [0.0377358 ] [0.08316571] [0.1485345 ] [0.23019925] [0.2889313 ] [0.35672052] [0.43265272] [0.51026676] [0.59410232] [0.68280168]]
towerse.tower.top_deflection | output | m | [0.68280168]
towerse.tower.tower_Fz | output | N | [[-11818600.18171287] [-10390923.28149412] [ -8962077.19340638] [ -7776948.48642338] [ -6590191.18776012] [ -5402041.05484633] [ -5063752.59909465] [ -4739052.01954845] [ -4427980.3004625 ] [ -4166319.69942824] [ -3939796.29348407] [ -3748359.62306149]]
towerse.tower.tower_Vx | output | N | [[3179905.77533316] [3180454.00344327] [3180954.55665917] [3181372.74167512] [3182159.84234673] [3182804.9495073 ] [3180685.9139302 ] [3180804.46372741] [3180893.50955191] [3180791.63430305] [3180713.68141269] [3180594.76611886]]
towerse.tower.tower_Vy | output | N | [[32477.94218863] [32482.95571215] [32487.48162079] [32491.15897606] [32497.99302054] [32503.37627493] [32484.52775134] [32485.33424833] [32485.81812597] [32484.66040294] [32483.59266679] [32481.97712895]]
towerse.tower.tower_Mxx | output | N*m | [[-3485194.05797793] [-3140995.15015987] [-2796270.76253395] [-2302866.5272241 ] [-1808596.47958931] [-1314124.47029704] [-1017530.27799812] [ -720777.85712895] [ -423959.73245171] [ -146953.73598964] [ 129960.47292468] [ 406631.07232636]]
towerse.tower.tower_Myy | output | N*m | [[ 3.81109577e+08] [ 3.47394437e+08] [ 3.13620857e+08] [ 2.65266353e+08] [ 2.16809799e+08] [ 1.68323427e+08] [ 1.39236769e+08] [ 1.10124682e+08] [ 8.09960129e+07] [ 5.38014248e+07] [ 2.66012403e+07] [-5.99133490e+05]]
towerse.tower.tower_Mzz | output | N*m | [[-26644.48766852] [-26644.21382867] [-26643.93970196] [-26644.93681776] [-26644.54110989] [-26644.14487001] [-26645.84941593] [-26645.7609882 ] [-26645.67538073] [-26645.81764839] [-26646.15558498] [-26646.66007089]]
towerse.tower.turbine_F | output | N | [[ 3179587.20154938] [ 32474.98088414] [-13244753.63518239]]
towerse.tower.turbine_M | output | N*m | [[-3.82857477e+06] [ 4.14735143e+08] [-2.66419447e+04]]
towerse.turbine_mass | output | kg | [1581097.25777386]
towerse.turbine_center_of_mass | output | m | [-3.60064035e+00 -5.69287509e-02 8.62104756e+01]
towerse.turbine_I_base | output | kg*m**2 | [1.65129936e+10 1.64229065e+10 3.09537969e+08 8.29523117e+02 1.20096740e+07 1.62194057e+05]
af_3d.cl_corrected | output |  | [[[[ 1.00000000e-04] [ 1.00000000e-04] [ 1.00000000e-04]] [[ 1.00000000e-04] [ 1.00000000e-04] [ 1.00000000e-04]] [[ 1.00000000e-04] [ 1.00000000e-04] [ 1.00000000e-04]] ... [[ 1.00000000e-04] [ 1.00000000e-04] [ 1.00000000e-04]] [[ 1.00000000e-04] [ 1.00000000e-04] [ 1.00000000e-04]] [[ 1.00000000e-04] [ 1.00000000e-04] [ 1.00000000e-04]]] [[[ 9.83423424e-05] [ 9.83423424e-05] [ 9.83423424e-05]] [[ 9.51605687e-03] [ 9.51605687e-03] [ 9.51605687e-03]] [[ 1.91408306e-02] [ 1.91408306e-02] [ 1.91408306e-02]] ... [[-1.89403741e-02] [-1.89403741e-02] [-1.89403741e-02]] [[-9.31977220e-03] [-9.31977220e-03] [-9.31977220e-03]] [[ 1.01376167e-04] [ 1.01376167e-04] [ 1.01376167e-04]]] [[[-4.18326829e-05] [-4.18326829e-05] [-4.18326829e-05]] [[ 7.25598792e-02] [ 7.25598792e-02] [ 7.25598792e-02]] [[ 1.46382470e-01] [ 1.46382470e-01] [ 1.46382470e-01]] ... [[-1.46199491e-01] [-1.46199491e-01] [-1.46199491e-01]] [[-7.24048050e-02] [-7.24048050e-02] [-7.24048050e-02]] [[ 2.19074326e-04] [ 2.19074326e-04] [ 2.19074326e-04]]] ... [[[-2.29221546e-03] [-2.29221546e-03] [-2.29221546e-03]] [[ 7.10715368e-02] [ 7.10715368e-02] [ 7.10715368e-02]] [[ 1.41815725e-01] [ 1.41815725e-01] [ 1.41815725e-01]] ... [[-1.41815756e-01] [-1.41815756e-01] [-1.41815756e-01]] [[-7.10715368e-02] [-7.10715368e-02] [-7.10715368e-02]] [[ 2.29221546e-03] [ 2.29221546e-03] [ 2.29221546e-03]]] [[[-2.29221546e-03] [-2.29221546e-03] [-2.29221546e-03]] [[ 7.10715368e-02] [ 7.10715368e-02] [ 7.10715368e-02]] [[ 1.41815725e-01] [ 1.41815725e-01] [ 1.41815725e-01]] ... [[-1.41815756e-01] [-1.41815756e-01] [-1.41815756e-01]] [[-7.10715368e-02] [-7.10715368e-02] [-7.10715368e-02]] [[ 2.29221546e-03] [ 2.29221546e-03] [ 2.29221546e-03]]] [[[-2.29221546e-03] [-2.29221546e-03] [-2.29221546e-03]] [[ 7.10715368e-02] [ 7.10715368e-02] [ 7.10715368e-02]] [[ 1.41815725e-01] [ 1.41815725e-01] [ 1.41815725e-01]] ... [[-1.41815756e-01] [-1.41815756e-01] [-1.41815756e-01]] [[-7.10715368e-02] [-7.10715368e-02] [-7.10715368e-02]] [[ 2.29221546e-03] [ 2.29221546e-03] [ 2.29221546e-03]]]] | Lift coefficient corrected with CCBlade.Polar.
af_3d.cd_corrected | output |  | [[[[0.35 ] [0.35 ] [0.35 ]] [[0.35 ] [0.35 ] [0.35 ]] [[0.35 ] [0.35 ] [0.35 ]] ... [[0.35 ] [0.35 ] [0.35 ]] [[0.35 ] [0.35 ] [0.35 ]] [[0.35 ] [0.35 ] [0.35 ]]] [[[0.34034092] [0.34034092] [0.34034092]] [[0.34026441] [0.34026441] [0.34026441]] [[0.34002629] [0.34002629] [0.34002629]] ... [[0.34002629] [0.34002629] [0.34002629]] [[0.34026441] [0.34026441] [0.34026441]] [[0.34034092] [0.34034092] [0.34034092]]] [[[0.26353982] [0.26353982] [0.26353982]] [[0.26298696] [0.26298696] [0.26298696]] [[0.26125469] [0.26125469] [0.26125469]] ... [[0.26125469] [0.26125469] [0.26125469]] [[0.26298696] [0.26298696] [0.26298696]] [[0.26353982] [0.26353982] [0.26353982]]] ... [[[0.02464074] [0.02464074] [0.02464074]] [[0.0258057 ] [0.0258057 ] [0.0258057 ]] [[0.02942872] [0.02942872] [0.02942872]] ... [[0.02942872] [0.02942872] [0.02942872]] [[0.0258057 ] [0.0258057 ] [0.0258057 ]] [[0.02464074] [0.02464074] [0.02464074]]] [[[0.02464074] [0.02464074] [0.02464074]] [[0.0258057 ] [0.0258057 ] [0.0258057 ]] [[0.02942872] [0.02942872] [0.02942872]] ... [[0.02942872] [0.02942872] [0.02942872]] [[0.0258057 ] [0.0258057 ] [0.0258057 ]] [[0.02464074] [0.02464074] [0.02464074]]] [[[0.02464074] [0.02464074] [0.02464074]] [[0.0258057 ] [0.0258057 ] [0.0258057 ]] [[0.02942872] [0.02942872] [0.02942872]] ... [[0.02942872] [0.02942872] [0.02942872]] [[0.0258057 ] [0.0258057 ] [0.0258057 ]] [[0.02464074] [0.02464074] [0.02464074]]]] | Drag coefficient corrected with CCBlade.Polar.
af_3d.cm_corrected | output |  | [[[[-1.00000000e-04] [-1.00000000e-04] [-1.00000000e-04]] [[-1.00000000e-04] [-1.00000000e-04] [-1.00000000e-04]] [[-1.00000000e-04] [-1.00000000e-04] [-1.00000000e-04]] ... [[-1.00000000e-04] [-1.00000000e-04] [-1.00000000e-04]] [[-1.00000000e-04] [-1.00000000e-04] [-1.00000000e-04]] [[-1.00000000e-04] [-1.00000000e-04] [-1.00000000e-04]]] [[[-1.01356524e-04] [-1.01356524e-04] [-1.01356524e-04]] [[ 8.11500431e-03] [ 8.11500431e-03] [ 8.11500431e-03]] [[ 1.30419982e-02] [ 1.30419982e-02] [ 1.30419982e-02]] ... [[-1.15877923e-02] [-1.15877923e-02] [-1.15877923e-02]] [[-7.08034885e-03] [-7.08034885e-03] [-7.08034885e-03]] [[-9.84580666e-05] [-9.84580666e-05] [-9.84580666e-05]]] [[[-2.20282711e-04] [-2.20282711e-04] [-2.20282711e-04]] [[ 6.69385521e-02] [ 6.69385521e-02] [ 6.69385521e-02]] [[ 1.11914570e-01] [ 1.11914570e-01] [ 1.11914570e-01]] ... [[-1.00582323e-01] [-1.00582323e-01] [-1.00582323e-01]] [[-6.06728852e-02] [-6.06728852e-02] [-6.06728852e-02]] [[ 3.85111946e-05] [ 3.85111946e-05] [ 3.85111946e-05]]] ... [[[-3.87920021e-03] [-3.87920021e-03] [-3.87920021e-03]] [[ 1.20276966e-01] [ 1.20276966e-01] [ 1.20276966e-01]] [[ 2.39999947e-01] [ 2.39999947e-01] [ 2.39999947e-01]] ... [[-2.99999999e-01] [-2.99999999e-01] [-2.99999999e-01]] [[-1.50346207e-01] [-1.50346207e-01] [-1.50346207e-01]] [[ 4.84900026e-03] [ 4.84900026e-03] [ 4.84900026e-03]]] [[[-3.87920021e-03] [-3.87920021e-03] [-3.87920021e-03]] [[ 1.20276966e-01] [ 1.20276966e-01] [ 1.20276966e-01]] [[ 2.39999947e-01] [ 2.39999947e-01] [ 2.39999947e-01]] ... [[-2.99999999e-01] [-2.99999999e-01] [-2.99999999e-01]] [[-1.50346207e-01] [-1.50346207e-01] [-1.50346207e-01]] [[ 4.84900026e-03] [ 4.84900026e-03] [ 4.84900026e-03]]] [[[-3.87920021e-03] [-3.87920021e-03] [-3.87920021e-03]] [[ 1.20276966e-01] [ 1.20276966e-01] [ 1.20276966e-01]] [[ 2.39999947e-01] [ 2.39999947e-01] [ 2.39999947e-01]] ... [[-2.99999999e-01] [-2.99999999e-01] [-2.99999999e-01]] [[-1.50346207e-01] [-1.50346207e-01] [-1.50346207e-01]] [[ 4.84900026e-03] [ 4.84900026e-03] [ 4.84900026e-03]]]] | Moment coefficient corrected with CCblade.Polar.
airfoils.ac | output |  | [0.5 0.316 0.25 0.25 0.25 0.25 0.25 0.25 ] | 1D array of the aerodynamic centers of each airfoil.
airfoils.r_thick | output |  | [1. 0.5 0.211 0.241 0.27 0.301 0.33 0.36 ] | 1D array of the relative thicknesses of each airfoil.
airfoils.aoa | output | rad | [-3.14159265 -3.08923278 -3.0368729 -2.98451302 -2.93215314 -2.87979327 -2.82743339 -2.77507351 -2.72271363 -2.67035376 -2.61799388 -2.565634 -2.51327412 -2.46091425 -2.40855437 -2.35619449 -2.30383461 -2.25147474 -2.19911486 -2.14675498 -2.0943951 -2.04203522 -1.98967535 -1.93731547 -1.88495559 -1.83259571 -1.78023584 -1.72787596 -1.67551608 -1.6231562 -1.57079633 -1.51843645 -1.46607657 -1.41371669 -1.36135682 -1.30899694 -1.25663706 -1.20427718 -1.15191731 -1.09955743 -1.04719755 -0.99483767 -0.9424778 -0.89011792 -0.83775804 -0.78539816 -0.73303829 -0.68067841 -0.62831853 -0.57595865 -0.52359878 -0.51302102 -0.50244327 -0.49186552 -0.48128776 -0.47071001 -0.46013226 -0.4495545 -0.43897675 -0.428399 -0.41782125 -0.40724349 -0.39666574 -0.38608799 -0.37551023 -0.36493248 -0.35435473 -0.34377697 -0.33319922 -0.32262147 -0.31204371 -0.30146596 -0.29088821 -0.28031046 -0.2697327 -0.25915495 -0.2485772 -0.23799944 -0.22742169 -0.21684394 -0.20626618 -0.19568843 -0.18511068 -0.17453293 -0.16395517 -0.15337742 -0.14279967 -0.13222191 -0.12164416 -0.11106641 -0.10048865 -0.0899109 -0.07933315 -0.06875539 -0.05817764 -0.04759989 -0.03702214 -0.02644438 -0.01586663 -0.00528888 0.00528888 0.01586663 0.02644438 0.03702214 0.04759989 0.05817764 0.06875539 0.07933315 0.0899109 0.10048865 0.11106641 0.12164416 0.13222191 0.14279967 0.15337742 0.16395517 0.17453293 0.18511068 0.19568843 0.20626618 0.21684394 0.22742169 0.23799944 0.2485772 0.25915495 0.2697327 0.28031046 0.29088821 0.30146596 0.31204371 0.32262147 0.33319922 0.34377697 0.35435473 0.36493248 0.37551023 0.38608799 0.39666574 0.40724349 0.41782125 0.428399 0.43897675 0.4495545 0.46013226 0.47071001 0.48128776 0.49186552 0.50244327 0.51302102 0.52359878 0.57595865 0.62831853 0.68067841 0.73303829 0.78539816 0.83775804 0.89011792 0.9424778 0.99483767 1.04719755 1.09955743 1.15191731 1.20427718 1.25663706 1.30899694 1.36135682 1.41371669 1.46607657 1.51843645 1.57079633 1.6231562 1.67551608 1.72787596 1.78023584 1.83259571 1.88495559 1.93731547 1.98967535 2.04203522 2.0943951 2.14675498 2.19911486 2.25147474 2.30383461 2.35619449 2.40855437 2.46091425 2.51327412 2.565634 2.61799388 2.67035376 2.72271363 2.77507351 2.82743339 2.87979327 2.93215314 2.98451302 3.0368729 3.08923278 3.14159265] | 1D array of the angles of attack used to define the polars of the airfoils. All airfoils defined in openmdao share this grid.
airfoils.Re | output |  | [ 3000000. 8100000. 10000000.] | 1D array of the Reynolds numbers used to define the polars of the airfoils. All airfoils defined in openmdao share this grid.
airfoils.cl | output |  | [[[[ 1.00000000e-04] [ 1.00000000e-04] [ 1.00000000e-04]] [[ 1.00000000e-04] [ 1.00000000e-04] [ 1.00000000e-04]] [[ 1.00000000e-04] [ 1.00000000e-04] [ 1.00000000e-04]] ... [[ 1.00000000e-04] [ 1.00000000e-04] [ 1.00000000e-04]] [[ 1.00000000e-04] [ 1.00000000e-04] [ 1.00000000e-04]] [[ 1.00000000e-04] [ 1.00000000e-04] [ 1.00000000e-04]]] [[[-1.50837428e-03] [-1.50837428e-03] [-1.50837428e-03]] [[ 1.31682666e-01] [ 1.31682666e-01] [ 1.31682666e-01]] [[ 2.64729601e-01] [ 2.64729601e-01] [ 2.64729601e-01]] ... [[-2.64645726e-01] [-2.64645726e-01] [-2.64645726e-01]] [[-1.31632043e-01] [-1.31632043e-01] [-1.31632043e-01]] [[ 1.50769284e-03] [ 1.50769284e-03] [ 1.50769284e-03]]] [[[-2.29221546e-03] [-2.29221546e-03] [-2.29221546e-03]] [[ 7.10715368e-02] [ 7.10715368e-02] [ 7.10715368e-02]] [[ 1.41815725e-01] [ 1.41815725e-01] [ 1.41815725e-01]] ... [[-1.41815756e-01] [-1.41815756e-01] [-1.41815756e-01]] [[-7.10715368e-02] [-7.10715368e-02] [-7.10715368e-02]] [[ 2.29221546e-03] [ 2.29221546e-03] [ 2.29221546e-03]]] ... [[[-2.76134805e-03] [-2.76134805e-03] [-2.76134805e-03]] [[ 8.56172786e-02] [ 8.56172786e-02] [ 8.56172786e-02]] [[ 1.70840212e-01] [ 1.70840212e-01] [ 1.70840212e-01]] ... [[-1.70840249e-01] [-1.70840249e-01] [-1.70840249e-01]] [[-8.56172786e-02] [-8.56172786e-02] [-8.56172786e-02]] [[ 2.76134805e-03] [ 2.76134805e-03] [ 2.76134805e-03]]] [[[-2.95310480e-03] [-2.95310480e-03] [-2.95310480e-03]] [[ 9.15628133e-02] [ 9.15628133e-02] [ 9.15628133e-02]] [[ 1.82703897e-01] [ 1.82703897e-01] [ 1.82703897e-01]] ... [[-1.82703937e-01] [-1.82703937e-01] [-1.82703937e-01]] [[-9.15628133e-02] [-9.15628133e-02] [-9.15628133e-02]] [[ 2.95310480e-03] [ 2.95310480e-03] [ 2.95310480e-03]]] [[[-3.04559948e-03] [-3.04559948e-03] [-3.04559948e-03]] [[ 9.44306672e-02] [ 9.44306672e-02] [ 9.44306672e-02]] [[ 1.88426396e-01] [ 1.88426396e-01] [ 1.88426396e-01]] ... [[-1.88426437e-01] [-1.88426437e-01] [-1.88426437e-01]] [[-9.44306672e-02] [-9.44306672e-02] [-9.44306672e-02]] [[ 3.04559948e-03] [ 3.04559948e-03] [ 3.04559948e-03]]]] | 4D array with the lift coefficients of the airfoils. Dimension 0 is along the different airfoils defined in the yaml, dimension 1 is along the angles of attack, dimension 2 is along the Reynolds number, dimension 3 is along the number of tabs, which may describe multiple sets at the same station, for example in presence of a flap.
airfoils.cd | output |  | [[[[0.35 ] [0.35 ] [0.35 ]] [[0.35 ] [0.35 ] [0.35 ]] [[0.35 ] [0.35 ] [0.35 ]] ... [[0.35 ] [0.35 ] [0.35 ]] [[0.35 ] [0.35 ] [0.35 ]] [[0.35 ] [0.35 ] [0.35 ]]] [[[0.0844 ] [0.0844 ] [0.0844 ]] [[0.0844 ] [0.0844 ] [0.0844 ]] [[0.0844 ] [0.0844 ] [0.0844 ]] ... [[0.0844 ] [0.0844 ] [0.0844 ]] [[0.0844 ] [0.0844 ] [0.0844 ]] [[0.0844 ] [0.0844 ] [0.0844 ]]] [[[0.02464074] [0.02464074] [0.02464074]] [[0.0258057 ] [0.0258057 ] [0.0258057 ]] [[0.02942872] [0.02942872] [0.02942872]] ... [[0.02942872] [0.02942872] [0.02942872]] [[0.0258057 ] [0.0258057 ] [0.0258057 ]] [[0.02464074] [0.02464074] [0.02464074]]] ... [[[0.02453927] [0.02453927] [0.02453927]] [[0.02554479] [0.02554479] [0.02554479]] [[0.02867191] [0.02867191] [0.02867191]] ... [[0.02867191] [0.02867191] [0.02867191]] [[0.02554479] [0.02554479] [0.02554479]] [[0.02453927] [0.02453927] [0.02453927]]] [[[0.0316851 ] [0.0316851 ] [0.0316851 ]] [[0.03268111] [0.03268111] [0.03268111]] [[0.03577857] [0.03577857] [0.03577857]] ... [[0.03577858] [0.03577858] [0.03577858]] [[0.03268111] [0.03268111] [0.03268111]] [[0.0316851 ] [0.0316851 ] [0.0316851 ]]] [[[0.03714706] [0.03714706] [0.03714706]] [[0.0381358 ] [0.0381358 ] [0.0381358 ]] [[0.0412106 ] [0.0412106 ] [0.0412106 ]] ... [[0.0412106 ] [0.0412106 ] [0.0412106 ]] [[0.0381358 ] [0.0381358 ] [0.0381358 ]] [[0.03714706] [0.03714706] [0.03714706]]]] | 4D array with the drag coefficients of the airfoils. Dimension 0 is along the different airfoils defined in the yaml, dimension 1 is along the angles of attack, dimension 2 is along the Reynolds number, dimension 3 is along the number of tabs, which may describe multiple sets at the same station, for example in presence of a flap.
airfoils.cm | output |  | [[[[-1.00000000e-04] [-1.00000000e-04] [-1.00000000e-04]] [[-1.00000000e-04] [-1.00000000e-04] [-1.00000000e-04]] [[-1.00000000e-04] [-1.00000000e-04] [-1.00000000e-04]] ... [[-1.00000000e-04] [-1.00000000e-04] [-1.00000000e-04]] [[-1.00000000e-04] [-1.00000000e-04] [-1.00000000e-04]] [[-1.00000000e-04] [-1.00000000e-04] [-1.00000000e-04]]] [[[-1.64639797e-03] [-1.64639797e-03] [-1.64639797e-03]] [[ 1.37496848e-01] [ 1.37496848e-01] [ 1.37496848e-01]] [[ 2.48475797e-01] [ 2.48475797e-01] [ 2.48475797e-01]] ... [[-2.72128334e-01] [-2.72128334e-01] [-2.72128334e-01]] [[-1.45888898e-01] [-1.45888898e-01] [-1.45888898e-01]] [[ 1.75541395e-03] [ 1.75541395e-03] [ 1.75541395e-03]]] [[[-3.87920021e-03] [-3.87920021e-03] [-3.87920021e-03]] [[ 1.20276966e-01] [ 1.20276966e-01] [ 1.20276966e-01]] [[ 2.39999947e-01] [ 2.39999947e-01] [ 2.39999947e-01]] ... [[-2.99999999e-01] [-2.99999999e-01] [-2.99999999e-01]] [[-1.50346207e-01] [-1.50346207e-01] [-1.50346207e-01]] [[ 4.84900026e-03] [ 4.84900026e-03] [ 4.84900026e-03]]] ... [[[-3.87920021e-03] [-3.87920021e-03] [-3.87920021e-03]] [[ 1.20276966e-01] [ 1.20276966e-01] [ 1.20276966e-01]] [[ 2.39999947e-01] [ 2.39999947e-01] [ 2.39999947e-01]] ... [[-2.99999999e-01] [-2.99999999e-01] [-2.99999999e-01]] [[-1.50346207e-01] [-1.50346207e-01] [-1.50346207e-01]] [[ 4.84900026e-03] [ 4.84900026e-03] [ 4.84900026e-03]]] [[[-3.87920021e-03] [-3.87920021e-03] [-3.87920021e-03]] [[ 1.20276966e-01] [ 1.20276966e-01] [ 1.20276966e-01]] [[ 2.39999947e-01] [ 2.39999947e-01] [ 2.39999947e-01]] ... [[-2.99999999e-01] [-2.99999999e-01] [-2.99999999e-01]] [[-1.50346207e-01] [-1.50346207e-01] [-1.50346207e-01]] [[ 4.84900026e-03] [ 4.84900026e-03] [ 4.84900026e-03]]] [[[-3.87920021e-03] [-3.87920021e-03] [-3.87920021e-03]] [[ 1.20276966e-01] [ 1.20276966e-01] [ 1.20276966e-01]] [[ 2.39999947e-01] [ 2.39999947e-01] [ 2.39999947e-01]] ... [[-2.99999999e-01] [-2.99999999e-01] [-2.99999999e-01]] [[-1.50346207e-01] [-1.50346207e-01] [-1.50346207e-01]] [[ 4.84900026e-03] [ 4.84900026e-03] [ 4.84900026e-03]]]] | 4D array with the moment coefficients of the airfoils. Dimension 0 is along the different airfoils defined in the yaml, dimension 1 is along the angles of attack, dimension 2 is along the Reynolds number, dimension 3 is along the number of tabs, which may describe multiple sets at the same station, for example in presence of a flap.
airfoils.coord_xy | output |  | [[[ 1.00000000e+00 0.00000000e+00] [ 9.99429684e-01 -2.22597407e-02] [ 9.98063018e-01 -4.44580349e-02] ... [ 9.98120489e-01 4.38394581e-02] [ 9.99443038e-01 2.19496514e-02] [ 1.00000000e+00 -3.99929253e-18]] [[ 1.00000006e+00 0.00000000e+00] [ 9.81622478e-01 -1.18885098e-02] [ 9.54496742e-01 -1.73330123e-02] ... [ 9.62160162e-01 3.42339239e-02] [ 9.85537317e-01 1.98863800e-02] [ 1.00000006e+00 1.19262247e-18]] [[ 1.00000000e+00 -3.70000002e-04] [ 9.76017568e-01 1.85612806e-03] [ 9.52031329e-01 3.74786895e-03] ... [ 9.52381403e-01 9.04894497e-03] [ 9.76165313e-01 4.91834091e-03] [ 1.00000000e+00 9.40000004e-04]] ... [[ 1.00000000e+00 -9.10000000e-03] [ 9.75116889e-01 -4.40898297e-03] [ 9.50017014e-01 -1.26771088e-03] ... [ 9.51764407e-01 2.05476003e-02] [ 9.75878254e-01 1.48539412e-02] [ 1.00000000e+00 9.10000000e-03]] [[ 1.00000000e+00 -1.16300032e-02] [ 9.82438965e-01 -7.14313782e-03] [ 9.64617753e-01 -3.89224202e-03] ... [ 9.65605215e-01 2.12979180e-02] [ 9.82805584e-01 1.69005366e-02] [ 1.00000000e+00 1.24500035e-02]] [[ 1.00000000e+00 -1.00000098e-03] [ 9.74055687e-01 -2.58510511e-03] [ 9.48096559e-01 -3.51202334e-03] ... [ 9.50798199e-01 2.72799250e-02] [ 9.75410996e-01 2.01923015e-02] [ 1.00000000e+00 1.29800127e-02]]] | 3D array of the x and y airfoil coordinates of the n_af airfoils.
airfoils.name | output | Unavailable | ['circular', 'SNL-FFA-W3-500', 'FFA-W3-211', 'FFA-W3-241', 'FFA-W3-270blend', 'FFA-W3-301', 'FFA-W3-330blend', 'FFA-W3-360'] | 1D array of names of airfoils.
blade.compute_coord_xy_dim.coord_xy_dim | output | m | [[[ 2.57636364e+00 -2.71871284e-15] [ 2.57339799e+00 -1.15750652e-01] [ 2.56629133e+00 -2.31181781e-01] ... [ 2.56659018e+00 2.27965182e-01] [ 2.57346743e+00 1.14138187e-01] [ 2.57636364e+00 -2.73950916e-15]] [[ 2.83524222e+00 8.70652719e-05] [ 2.83045853e+00 -1.20774490e-01] [ 2.81554459e+00 -2.39802438e-01] ... [ 2.82000253e+00 2.38175187e-01] [ 2.83212996e+00 1.18635045e-01] [ 2.83524222e+00 8.70652719e-05]] [[ 3.09293328e+00 6.60277185e-04] [ 3.06992873e+00 -1.18549000e-01] [ 2.99855333e+00 -2.23715519e-01] ... [ 3.03165656e+00 2.40539436e-01] [ 3.08235141e+00 1.17625202e-01] [ 3.09293328e+00 6.60277185e-04]] ... [[ 1.11049989e+00 -6.28977145e-04] [ 1.06991372e+00 3.54949139e-03] [ 1.02932111e+00 6.75896457e-03] ... [ 1.02991355e+00 1.53547643e-02] [ 1.07016375e+00 8.34834291e-03] [ 1.11049989e+00 1.58797391e-03]] [[ 7.19460747e-01 -4.14574582e-04] [ 6.92709390e-01 2.33955863e-03] [ 6.65953785e-01 4.45500275e-03] ... [ 6.66344277e-01 1.01207095e-02] [ 6.92874192e-01 5.50260180e-03] [ 7.19460747e-01 1.04667336e-03]] [[ 3.15909091e-01 -1.85831812e-04] [ 3.03917875e-01 1.04870014e-03] [ 2.91924756e-01 1.99694161e-03] ... [ 2.92099792e-01 4.53657767e-03] [ 3.03991747e-01 2.46652474e-03] [ 3.15909091e-01 4.69168191e-04]]] | 3D array of the dimensional x and y airfoil coordinates of the airfoils interpolated along span for n_span stations. The origin is placed at the pitch axis.
blade.compute_coord_xy_dim.coord_xy_dim_twisted | output | m | [[[ 2.48152287e+00 6.92599337e-01] [ 2.50978344e+00 5.80312435e-01] [ 2.53396954e+00 4.67220069e-01] ... [ 2.41082571e+00 9.09545314e-01] [ 2.44804971e+00 8.01757303e-01] [ 2.48152287e+00 6.92599337e-01]] [[ 2.74541280e+00 7.08030390e-01] [ 2.77095917e+00 5.89802718e-01] [ 2.78623833e+00 4.70821101e-01] ... [ 2.67120640e+00 9.34771678e-01] [ 2.71279827e+00 8.22046189e-01] [ 2.74541280e+00 7.08030390e-01]] [[ 3.00978872e+00 7.12326195e-01] [ 3.01483149e+00 5.91022314e-01] [ 2.96957011e+00 4.72254254e-01] ... [ 2.89496006e+00 9.31668912e-01] [ 2.97257717e+00 8.23717714e-01] [ 3.00978872e+00 7.12326195e-01]] ... [[ 1.11031032e+00 -2.05278889e-02] [ 1.06980554e+00 -1.56228290e-02] [ 1.02927696e+00 -1.16864934e-02] ... [ 1.03002333e+00 -3.10268978e-03] [ 1.07014152e+00 -1.08292283e-02] [ 1.11035004e+00 -1.83112938e-02]] [[ 7.19317100e-01 -1.43822139e-02] [ 6.92624254e-01 -1.11092450e-02] [ 6.65914761e-01 -8.47476228e-03] ... [ 6.66415175e-01 -2.81770442e-03] [ 6.92850433e-01 -7.94999744e-03] [ 7.19345469e-01 -1.29212414e-02]] [[ 3.15830797e-01 -7.03534700e-03] [ 3.03869167e-01 -5.54111105e-03] [ 2.91899427e-01 -4.33305699e-03] ... [ 2.92129487e-01 -1.79781312e-03] [ 3.03973763e-01 -4.12522145e-03] [ 3.15844998e-01 -6.38050098e-03]]] | 3D array of the dimensional x and y airfoil coordinates of the airfoils interpolated along span for n_span stations. The origin is placed at the pitch axis.
blade.compute_coord_xy_dim.wetted_area | output | m**2 | [181.85497162] | The wetted (painted) surface area of the blade
blade.compute_coord_xy_dim.projected_area | output | m**2 | [182.91070315] | The projected surface area of the blade
blade.compute_reynolds.Re | output |  | [ 3029386.53854248 3531042.70027181 4200743.94951788 4992885.82731171 5853196.85793568 6768173.59494226 7702676.04144704 8491593.5991591 9049702.25136843 9397503.69001363 9588396.38754642 9708884.36404137 9845378.60785726 9812929.849822 9624562.70986025 9388017.61960069 9242792.85492426 9357671.54438538 9830974.4511786 10365499.82033191 10915250.00222503 11471559.50548846 12024647.53697929 12562321.37469549 12790077.96250152 12153935.50110122 10712072.42386002 8567088.5542758 5848274.42768371 2685733.9815652 ]
blade.fatigue.sparU_sigma_ult | output | Pa | [2.215e+09]
blade.fatigue.sparU_wohlerA | output | Pa | [2.215e+09]
blade.fatigue.sparU_wohlerexp | output |  | [16.1]
blade.fatigue.sparL_sigma_ult | output | Pa | [2.215e+09]
blade.fatigue.sparL_wohlerA | output | Pa | [2.215e+09]
blade.fatigue.sparL_wohlerexp | output |  | [16.1]
blade.fatigue.teU_sigma_ult | output | Pa | [6.092e+08]
blade.fatigue.teU_wohlerA | output | Pa | [6.092e+08]
blade.fatigue.teU_wohlerexp | output |  | [10.]
blade.fatigue.teL_sigma_ult | output | Pa | [6.092e+08]
blade.fatigue.teL_wohlerA | output | Pa | [6.092e+08]
blade.fatigue.teL_wohlerexp | output |  | [10.]
blade.high_level_blade_props.rotor_diameter | output | m | [242.23775645] | Diameter of the rotor used in WISDEM. It is defined as two times the blade length plus the hub diameter.
blade.high_level_blade_props.r_blade | output | m | [ 3.97 8.00944801 12.04889602 16.08834403 20.12779205 24.16724006 28.20668807 32.24613608 36.28558409 40.3250321 44.36448011 48.40392813 52.44337614 56.48282415 60.52227216 64.56172017 68.60116818 72.64061619 76.68006421 80.71951222 84.75896023 88.79840824 92.83785625 96.87730426 100.91675227 104.95620029 108.9956483 113.03509631 117.07454432 121.11399233] | 1D array of the dimensional spanwise grid defined along the rotor (hub radius to blade tip projected on the plane)
blade.high_level_blade_props.rotor_radius | output | m | [121.11399233] | Scalar of the rotor radius, defined ignoring prebend and sweep curvatures, and cone and uptilt angles.
blade.high_level_blade_props.blade_ref_axis | output | m | [[ 0.00000000e+00 0.00000000e+00 0.00000000e+00] [ 3.48488731e-02 0.00000000e+00 4.03944801e+00] [ 8.35849537e-02 0.00000000e+00 8.07889602e+00] [ 1.39221829e-01 0.00000000e+00 1.21183440e+01] [ 1.91500748e-01 0.00000000e+00 1.61577920e+01] [ 2.30939940e-01 0.00000000e+00 2.01972401e+01] [ 2.49056478e-01 0.00000000e+00 2.42366881e+01] [ 2.49556450e-01 0.00000000e+00 2.82761361e+01] [ 2.46144107e-01 0.00000000e+00 3.23155841e+01] [ 2.40410508e-01 0.00000000e+00 3.63550321e+01] [ 2.32895278e-01 0.00000000e+00 4.03944801e+01] [ 2.16929943e-01 0.00000000e+00 4.44339281e+01] [ 1.75665546e-01 0.00000000e+00 4.84733761e+01] [ 1.00176811e-01 0.00000000e+00 5.25128241e+01] [-4.58517075e-04 0.00000000e+00 5.65522722e+01] [-1.13006389e-01 0.00000000e+00 6.05917202e+01] [-2.44050977e-01 0.00000000e+00 6.46311682e+01] [-4.16510188e-01 0.00000000e+00 6.86706162e+01] [-6.21633422e-01 0.00000000e+00 7.27100642e+01] [-8.46385439e-01 0.00000000e+00 7.67495122e+01] [-1.08030800e+00 0.00000000e+00 8.07889602e+01] [-1.33007939e+00 0.00000000e+00 8.48284082e+01] [-1.60264478e+00 0.00000000e+00 8.88678563e+01] [-1.89518421e+00 0.00000000e+00 9.29073043e+01] [-2.20238659e+00 0.00000000e+00 9.69467523e+01] [-2.52341668e+00 0.00000000e+00 1.00986200e+02] [-2.86414227e+00 0.00000000e+00 1.05025648e+02] [-3.22562784e+00 0.00000000e+00 1.09065096e+02] [-3.60522070e+00 0.00000000e+00 1.13104544e+02] [-4.00000000e+00 0.00000000e+00 1.17143992e+02]] | 2D array of the coordinates (x,y,z) of the blade reference axis scaled based on rotor diameter, defined along blade span. The coordinate system is the one of BeamDyn: it is placed at blade root with x pointing the suction side of the blade, y pointing the trailing edge and z along the blade span. A standard configuration will have negative x values (prebend), if swept positive y values, and positive z values.
blade.high_level_blade_props.prebend | output | m | [ 0.00000000e+00 3.48488731e-02 8.35849537e-02 1.39221829e-01 1.91500748e-01 2.30939940e-01 2.49056478e-01 2.49556450e-01 2.46144107e-01 2.40410508e-01 2.32895278e-01 2.16929943e-01 1.75665546e-01 1.00176811e-01 -4.58517075e-04 -1.13006389e-01 -2.44050977e-01 -4.16510188e-01 -6.21633422e-01 -8.46385439e-01 -1.08030800e+00 -1.33007939e+00 -1.60264478e+00 -1.89518421e+00 -2.20238659e+00 -2.52341668e+00 -2.86414227e+00 -3.22562784e+00 -3.60522070e+00 -4.00000000e+00] | Blade prebend at each section
blade.high_level_blade_props.prebendTip | output | m | [-4.] | Blade prebend at tip
blade.high_level_blade_props.presweep | output | m | [0. 0. 0. 0. 0. 0. 0. 0. 0. 0. 0. 0. 0. 0. 0. 0. 0. 0. 0. 0. 0. 0. 0. 0. 0. 0. 0. 0. 0. 0.] | Blade presweep at each section
blade.high_level_blade_props.presweepTip | output | m | [0.] | Blade presweep at tip
blade.high_level_blade_props.blade_length | output | m | [117.29260579] | Scalar of the 3D blade length computed along its axis, scaled based on the user defined rotor diameter.
blade.internal_structure_2d_fem.joint_position | output |  | [0.] | Spanwise position of the segmentation joint.
blade.internal_structure_2d_fem.joint_mass | output | kg | [0.] | Mass of the joint.
blade.internal_structure_2d_fem.joint_nonmaterial_cost | output | USD | [0.] | Cost of the joint.
blade.internal_structure_2d_fem.d_f | output | m | [0.03] | Diameter of the fastener
blade.internal_structure_2d_fem.sigma_max | output | Pa | [6.75e+08] | Max stress on bolt
blade.internal_structure_2d_fem.joint_bolt | output | Unavailable | M30 | Type of bolt: M30, M36, or M48
blade.internal_structure_2d_fem.reinforcement_layer_ss | output | Unavailable | joint_reinf_ss | Layer identifier for the reinforcement layer at the join where bolts are inserted, suction side
blade.internal_structure_2d_fem.reinforcement_layer_ps | output | Unavailable | joint_reinf_ps | Layer identifier for the reinforcement layer at the join where bolts are inserted, pressure side
blade.internal_structure_2d_fem.web_rotation | output | rad | [[-0.2721763 -0.25236537 -0.23218033 -0.21163042 -0.19072484 -0.1694728 -0.14781485 -0.12392579 -0.09832536 -0.07282455 -0.04923432 -0.02936566 -0.01443578 -0.00051819 0.01261772 0.0239116 0.03230312 0.03673195 0.0365374 0.03329801 0.02840284 0.02312557 0.01873987 0.01651942 0.01646099 0.01660377 0.01703641 0.01791993 0.01941537 0.02168376] [-0.2721763 -0.25236537 -0.23218033 -0.21163042 -0.19072484 -0.1694728 -0.14781485 -0.12392579 -0.09832536 -0.07282455 -0.04923432 -0.02936566 -0.01443578 -0.00051819 0.01261772 0.0239116 0.03230312 0.03673195 0.0365374 0.03329801 0.02840284 0.02312557 0.01873987 0.01651942 0.01646099 0.01660377 0.01703641 0.01791993 0.01941537 0.02168376]] | 2D array of the rotation angle of the shear webs in respect to the chord line. The first dimension represents each shear web, the second dimension represents each entry along blade span. If the rotation is equal to negative twist +- a constant, then the web is built straight.
blade.internal_structure_2d_fem.web_start_nd | output |  | [[0.20528324 0.21575076 0.22454722 0.26256039 0.28452359 0.30415671 0.32075849 0.33291882 0.34474908 0.35136556 0.3575722 0.36585848 0.37274288 0.37911392 0.3876038 0.3949388 0.39984261 0.40319321 0.40354289 0.40284034 0.40131932 0.39909834 0.39648007 0.39374561 0.39221472 0.39434468 0.40195939 0.4204784 0.44451398 0.30906614] [0.20528324 0.21575076 0.22454722 0.21491167 0.23380154 0.25177617 0.26704524 0.27726917 0.28565514 0.28855687 0.29019899 0.29279707 0.29459568 0.29466386 0.29463795 0.29287812 0.28956771 0.28744208 0.28680849 0.2861055 0.28454857 0.28232007 0.27979845 0.27720889 0.27296909 0.26369763 0.24765135 0.21942736 0.16049632 0.30906614]] | 2D array of the non-dimensional start point defined along the outer profile of a web. The TE suction side is 0, the TE pressure side is 1. The first dimension represents each web, the second dimension represents each entry along blade span.
blade.internal_structure_2d_fem.web_end_nd | output |  | [[0.70808026 0.70422925 0.70496507 0.67991459 0.67139658 0.66200572 0.65501308 0.64991754 0.64304502 0.64139074 0.63903988 0.63363489 0.6289778 0.62467863 0.61750546 0.61132295 0.60699466 0.6033566 0.60243545 0.60236734 0.60255407 0.60330944 0.60497388 0.60748116 0.60902317 0.60688344 0.5992077 0.58041391 0.55568362 0.69290016] [0.70808026 0.70422925 0.70496507 0.728237 0.72315839 0.7150706 0.70936397 0.70634992 0.70273992 0.70434002 0.70663406 0.7066164 0.70707947 0.7089292 0.71021654 0.71322562 0.71703962 0.71893301 0.71903104 0.71916644 0.71947342 0.72023237 0.72175775 0.72406784 0.72825717 0.73742627 0.75324461 0.78089381 0.83861193 0.69290016]] | 2D array of the non-dimensional end point defined along the outer profile of a web. The TE suction side is 0, the TE pressure side is 1. The first dimension represents each web, the second dimension represents each entry along blade span.
blade.internal_structure_2d_fem.web_offset_y_pa | output | m | [[ 0. 0. 0. -0.35 -0.35 -0.35 -0.35 -0.35 -0.35 -0.35 -0.35 -0.35 -0.35 -0.35 -0.35 -0.35 -0.35 -0.35 -0.35 -0.35 -0.35 -0.35 -0.35 -0.35 -0.35 -0.35 -0.35 -0.35 -0.29699677 0. ] [ 0. 0. 0. 0.35 0.35 0.35 0.35 0.35 0.35 0.35 0.35 0.35 0.35 0.35 0.35 0.35 0.35 0.35 0.35 0.35 0.35 0.35 0.35 0.35 0.35 0.35 0.35 0.35 0.35 0. ]] | 2D array of the offset along the y axis to set the position of the shear webs. Positive values move the web towards the trailing edge, negative values towards the leading edge. The first dimension represents each shear web, the second dimension represents each entry along blade span.
blade.internal_structure_2d_fem.layer_rotation | output | rad | [[ 0. 0. 0. 0. 0. 0. 0. 0. 0. 0. 0. 0. 0. 0. 0. 0. 0. 0. 0. 0. 0. 0. 0. 0. 0. 0. 0. 0. 0. 0. ] [ 0. 0. 0. 0. 0. 0. 0. 0. 0. 0. 0. 0. 0. 0. 0. 0. 0. 0. 0. 0. 0. 0. 0. 0. 0. 0. 0. 0. 0. 0. ] [-0.2721763 -0.25236537 -0.23218033 -0.21163042 -0.19072484 -0.1694728 -0.14781485 -0.12392579 -0.09832536 -0.07282455 -0.04923432 -0.02936566 -0.01443578 -0.00051819 0.01261772 0.0239116 0.03230312 0.03673195 0.0365374 0.03329801 0.02840284 0.02312557 0.01873987 0.01651942 0.01646099 0.01660377 0.01703641 0.01791993 0.01941537 0.02168376] [-0.2721763 -0.25236537 -0.23218033 -0.21163042 -0.19072484 -0.1694728 -0.14781485 -0.12392579 -0.09832536 -0.07282455 -0.04923432 -0.02936566 -0.01443578 -0.00051819 0.01261772 0.0239116 0.03230312 0.03673195 0.0365374 0.03329801 0.02840284 0.02312557 0.01873987 0.01651942 0.01646099 0.01660377 0.01703641 0.01791993 0.01941537 0.02168376] [ 0. 0. 0. 0. 0. 0. 0. 0. 0. 0. 0. 0. 0. 0. 0. 0. 0. 0. 0. 0. 0. 0. 0. 0. 0. 0. 0. 0. 0. 0. ] [ 0. 0. 0. 0. 0. 0. 0. 0. 0. 0. 0. 0. 0. 0. 0. 0. 0. 0. 0. 0. 0. 0. 0. 0. 0. 0. 0. 0. 0. 0. ] [ 0. 0. 0. 0. 0. 0. 0. 0. 0. 0. 0. 0. 0. 0. 0. 0. 0. 0. 0. 0. 0. 0. 0. 0. 0. 0. 0. 0. 0. 0. ] [ 0. 0. 0. 0. 0. 0. 0. 0. 0. 0. 0. 0. 0. 0. 0. 0. 0. 0. 0. 0. 0. 0. 0. 0. 0. 0. 0. 0. 0. 0. ] [ 0. 0. 0. 0. 0. 0. 0. 0. 0. 0. 0. 0. 0. 0. 0. 0. 0. 0. 0. 0. 0. 0. 0. 0. 0. 0. 0. 0. 0. 0. ] [ 0. 0. 0. 0. 0. 0. 0. 0. 0. 0. 0. 0. 0. 0. 0. 0. 0. 0. 0. 0. 0. 0. 0. 0. 0. 0. 0. 0. 0. 0. ] [ 0. 0. 0. 0. 0. 0. 0. 0. 0. 0. 0. 0. 0. 0. 0. 0. 0. 0. 0. 0. 0. 0. 0. 0. 0. 0. 0. 0. 0. 0. ] [ 0. 0. 0. 0. 0. 0. 0. 0. 0. 0. 0. 0. 0. 0. 0. 0. 0. 0. 0. 0. 0. 0. 0. 0. 0. 0. 0. 0. 0. 0. ] [ 0. 0. 0. 0. 0. 0. 0. 0. 0. 0. 0. 0. 0. 0. 0. 0. 0. 0. 0. 0. 0. 0. 0. 0. 0. 0. 0. 0. 0. 0. ] [ 0. 0. 0. 0. 0. 0. 0. 0. 0. 0. 0. 0. 0. 0. 0. 0. 0. 0. 0. 0. 0. 0. 0. 0. 0. 0. 0. 0. 0. 0. ] [ 0. 0. 0. 0. 0. 0. 0. 0. 0. 0. 0. 0. 0. 0. 0. 0. 0. 0. 0. 0. 0. 0. 0. 0. 0. 0. 0. 0. 0. 0. ] [ 0. 0. 0. 0. 0. 0. 0. 0. 0. 0. 0. 0. 0. 0. 0. 0. 0. 0. 0. 0. 0. 0. 0. 0. 0. 0. 0. 0. 0. 0. ] [ 0. 0. 0. 0. 0. 0. 0. 0. 0. 0. 0. 0. 0. 0. 0. 0. 0. 0. 0. 0. 0. 0. 0. 0. 0. 0. 0. 0. 0. 0. ] [ 0. 0. 0. 0. 0. 0. 0. 0. 0. 0. 0. 0. 0. 0. 0. 0. 0. 0. 0. 0. 0. 0. 0. 0. 0. 0. 0. 0. 0. 0. ]] | 2D array of the rotation angle of a layer in respect to the chord line. The first dimension represents each layer, the second dimension represents each entry along blade span. If the rotation is equal to negative twist +- a constant, then the layer is built straight.
blade.internal_structure_2d_fem.layer_start_nd | output |  | [[0. 0. 0. 0. 0. 0. 0. 0. 0. 0. 0. 0. 0. 0. 0. 0. 0. 0. 0. 0. 0. 0. 0. 0. 0. 0. 0. 0. 0. 0. ] [0. 0. 0. 0. 0. 0. 0. 0. 0.00525852 0.01 0.01 0.01 0.01 0.01 0.01 0.01 0.01 0.01 0.01 0.01 0.01 0.01 0.01 0.01 0.01 0.01 0.01 0.01 0.01 0.01 ] [0.1777357 0.18906713 0.19629331 0.2081973 0.22659637 0.24432678 0.25940746 0.2693631 0.27725572 0.27972869 0.28069367 0.28249699 0.28359746 0.28285143 0.28172499 0.27869209 0.2743101 0.27146059 0.27074781 0.2698435 0.2682154 0.26599297 0.26350821 0.26096619 0.256418 0.24573282 0.22693006 0.19663661 0.17906648 0.16803069] [0.68053272 0.67754562 0.67671116 0.67324371 0.66444854 0.65474409 0.64754713 0.6422158 0.63473054 0.63249781 0.62948611 0.62326411 0.61792136 0.61279366 0.60454997 0.59727081 0.59184299 0.5874677 0.58648083 0.58644637 0.58663669 0.58732031 0.58888672 0.59134195 0.59247207 0.58878367 0.57813151 0.55699679 0.55020723 0.55186471] [0.49999933 0.49996543 0.49968074 0.47192806 0.46971306 0.46934413 0.46961821 0.46855428 0.46687756 0.46533388 0.46283505 0.45964474 0.4570121 0.45358614 0.44830021 0.4427291 0.43782088 0.43420587 0.43301075 0.43236492 0.43168164 0.43183892 0.43426277 0.43809792 0.49683998 0.49683998 0.49683998 0.49683998 0.49683998 0.49683998] [0. 0. 0. 0. 0. 0. 0. 0. 0. 0. 0. 0. 0. 0. 0. 0. 0. 0. 0. 0. 0. 0. 0. 0. 0. 0. 0. 0. 0. 0. ] [1. 1. 1. 0.94906814 0.94575161 0.94404371 0.94261744 0.94048686 0.93676697 0.93292958 0.92800715 0.92198358 0.91653792 0.90996899 0.90101916 0.89135809 0.88265902 0.87678985 0.87577933 0.8756292 0.87552697 0.87546727 0.8755307 0.87568724 1. 1. 1. 1. 1. 1. ] [0. 0. 0. 0.05093186 0.05424839 0.05595629 0.05738256 0.05951314 0.06323303 0.06707042 0.07199285 0.07801642 0.08346208 0.09003101 0.09898084 0.10864191 0.11734098 0.12321015 0.12422067 0.1243708 0.12447303 0.12453273 0.1244693 0.12431276 0. 0. 0. 0. 0. 0. ] [0.23283079 0.24243439 0.25280113 0.26931553 0.29169444 0.31147433 0.32826653 0.34077887 0.35313535 0.36021319 0.36708509 0.37611669 0.38375196 0.39088864 0.400502 0.40906238 0.41511927 0.41931276 0.41981262 0.41908846 0.41758303 0.41543224 0.41287137 0.4101415 0.40900531 0.41270721 0.42339971 0.44461817 0.45154908 0.45010159] [0.49999933 0.49996543 0.49968074 0.52625538 0.52757801 0.52903084 0.53082627 0.53203496 0.53432612 0.53687566 0.53962742 0.54286225 0.54603832 0.54961921 0.55387978 0.5586138 0.56298459 0.56563002 0.5655128 0.5650203 0.56424676 0.56267912 0.55948521 0.55558205 0.49683998 0.49683998 0.49683998 0.49683998 0.49683998 0.49683998] [0.7356278 0.73091288 0.73321898 0.73436195 0.72954661 0.72189163 0.71640619 0.71363157 0.71061017 0.71298231 0.71587753 0.71688381 0.71807587 0.72083087 0.72332698 0.7276411 0.73265216 0.73531987 0.73554563 0.73569132 0.73600433 0.73675959 0.73824989 0.74051726 0.74505937 0.75575807 0.77460116 0.80497835 0.82268984 0.83393561] [0. 0. 0. 0. 0. 0. 0.00414613 0.07368568 0.08 0.08 0.08 0.08 0.08 0.08 0.08 0.08 0.08 0.08 0.08 0.08 0.08 0.08 0.08 0.08 0.08 0.08 0.08 0.08 0.08 0.08 ] [0. 0. 0. 0. 0. 0. 0. 0. 0. 0. 0. 0. 0. 0. 0. 0. 0. 0. 0. 0. 0. 0. 0. 0. 0. 0. 0. 0. 0. 0. ] [0. 0. 0. 0. 0. 0. 0. 0. 0. 0. 0. 0. 0. 0. 0. 0. 0. 0. 0. 0. 0. 0. 0. 0. 0. 0. 0. 0. 0. 0. ] [0. 0. 0. 0. 0. 0. 0. 0. 0. 0. 0. 0. 0. 0. 0. 0. 0. 0. 0. 0. 0. 0. 0. 0. 0. 0. 0. 0. 0. 0. ] [0. 0. 0. 0. 0. 0. 0. 0. 0. 0. 0. 0. 0. 0. 0. 0. 0. 0. 0. 0. 0. 0. 0. 0. 0. 0. 0. 0. 0. 0. ] [0. 0. 0. 0. 0. 0. 0. 0. 0. 0. 0. 0. 0. 0. 0. 0. 0. 0. 0. 0. 0. 0. 0. 0. 0. 0. 0. 0. 0. 0. ] [0. 0. 0. 0. 0. 0. 0. 0. 0. 0. 0. 0. 0. 0. 0. 0. 0. 0. 0. 0. 0. 0. 0. 0. 0. 0. 0. 0. 0. 0. ]] | 2D array of the non-dimensional start point defined along the outer profile of a layer. The TE suction side is 0, the TE pressure side is 1. The first dimension represents each layer, the second dimension represents each entry along blade span.
blade.internal_structure_2d_fem.layer_end_nd | output |  | [[1. 1. 1. 1. 1. 1. 1. 1. 1. 1. 1. 1. 1. 1. 1. 1. 1. 1. 1. 1. 1. 1. 1. 1. 1. 1. 1. 1. 1. 1. ] [1. 1. 1. 1. 1. 1. 1. 1. 0.99474148 0.99 0.99 0.99 0.99 0.99 0.99 0.99 0.99 0.99 0.99 0.99 0.99 0.99 0.99 0.99 0.99 0.99 0.99 0.99 0.99 0.99 ] [0.23283079 0.24243439 0.25280113 0.26931553 0.29169444 0.31147433 0.32826653 0.34077887 0.35313535 0.36021319 0.36708509 0.37611669 0.38375196 0.39088864 0.400502 0.40906238 0.41511927 0.41931276 0.41981262 0.41908846 0.41758303 0.41543224 0.41287137 0.4101415 0.40900531 0.41270721 0.42339971 0.44461817 0.45154908 0.45010159] [0.7356278 0.73091288 0.73321898 0.73436195 0.72954661 0.72189163 0.71640619 0.71363157 0.71061017 0.71298231 0.71587753 0.71688381 0.71807587 0.72083087 0.72332698 0.7276411 0.73265216 0.73531987 0.73554563 0.73569132 0.73600433 0.73675959 0.73824989 0.74051726 0.74505937 0.75575807 0.77460116 0.80497835 0.82268984 0.83393561] [0.49999933 0.49996543 0.49968074 0.52625538 0.52757801 0.52903084 0.53082627 0.53203496 0.53432612 0.53687566 0.53962742 0.54286225 0.54603832 0.54961921 0.55387978 0.5586138 0.56298459 0.56563002 0.5655128 0.5650203 0.56424676 0.56267912 0.55948521 0.55558205 0.49683998 0.49683998 0.49683998 0.49683998 0.49683998 0.49683998] [0. 0. 0. 0.05093186 0.05424839 0.05595629 0.05738256 0.05951314 0.06323303 0.06707042 0.07199285 0.07801642 0.08346208 0.09003101 0.09898084 0.10864191 0.11734098 0.12321015 0.12422067 0.1243708 0.12447303 0.12453273 0.1244693 0.12431276 0. 0. 0. 0. 0. 0. ] [1. 1. 1. 1. 1. 1. 1. 1. 1. 1. 1. 1. 1. 1. 1. 1. 1. 1. 1. 1. 1. 1. 1. 1. 1. 1. 1. 1. 1. 1. ] [0.1777357 0.18906713 0.19629331 0.2081973 0.22659637 0.24432678 0.25940746 0.2693631 0.27725572 0.27972869 0.28069367 0.28249699 0.28359746 0.28285143 0.28172499 0.27869209 0.2743101 0.27146059 0.27074781 0.2698435 0.2682154 0.26599297 0.26350821 0.26096619 0.256418 0.24573282 0.22693006 0.19663661 0.17906648 0.16803069] [0.49999933 0.49996543 0.49968074 0.47192806 0.46971306 0.46934413 0.46961821 0.46855428 0.46687756 0.46533388 0.46283505 0.45964474 0.4570121 0.45358614 0.44830021 0.4427291 0.43782088 0.43420587 0.43301075 0.43236492 0.43168164 0.43183892 0.43426277 0.43809792 0.49683998 0.49683998 0.49683998 0.49683998 0.49683998 0.49683998] [0.68053272 0.67754562 0.67671116 0.67324371 0.66444854 0.65474409 0.64754713 0.6422158 0.63473054 0.63249781 0.62948611 0.62326411 0.61792136 0.61279366 0.60454997 0.59727081 0.59184299 0.5874677 0.58648083 0.58644637 0.58663669 0.58732031 0.58888672 0.59134195 0.59247207 0.58878367 0.57813151 0.55699679 0.55020723 0.55186471] [1. 1. 1. 0.94906814 0.94575161 0.94404371 0.94261744 0.94048686 0.93676697 0.93292958 0.92800715 0.92198358 0.91653792 0.90996899 0.90101916 0.89135809 0.88265902 0.87678985 0.87577933 0.8756292 0.87552697 0.87546727 0.8755307 0.87568724 1. 1. 1. 1. 1. 1. ] [1. 1. 1. 1. 1. 1. 0.99585387 0.92631432 0.92 0.92 0.92 0.92 0.92 0.92 0.92 0.92 0.92 0.92 0.92 0.92 0.92 0.92 0.92 0.92 0.92 0.92 0.92 0.92 0.92 0.92 ] [0. 0. 0. 0. 0. 0. 0. 0. 0. 0. 0. 0. 0. 0. 0. 0. 0. 0. 0. 0. 0. 0. 0. 0. 0. 0. 0. 0. 0. 0. ] [0. 0. 0. 0. 0. 0. 0. 0. 0. 0. 0. 0. 0. 0. 0. 0. 0. 0. 0. 0. 0. 0. 0. 0. 0. 0. 0. 0. 0. 0. ] [0. 0. 0. 0. 0. 0. 0. 0. 0. 0. 0. 0. 0. 0. 0. 0. 0. 0. 0. 0. 0. 0. 0. 0. 0. 0. 0. 0. 0. 0. ] [0. 0. 0. 0. 0. 0. 0. 0. 0. 0. 0. 0. 0. 0. 0. 0. 0. 0. 0. 0. 0. 0. 0. 0. 0. 0. 0. 0. 0. 0. ] [0. 0. 0. 0. 0. 0. 0. 0. 0. 0. 0. 0. 0. 0. 0. 0. 0. 0. 0. 0. 0. 0. 0. 0. 0. 0. 0. 0. 0. 0. ] [0. 0. 0. 0. 0. 0. 0. 0. 0. 0. 0. 0. 0. 0. 0. 0. 0. 0. 0. 0. 0. 0. 0. 0. 0. 0. 0. 0. 0. 0. ]] | 2D array of the non-dimensional end point defined along the outer profile of a layer. The TE suction side is 0, the TE pressure side is 1. The first dimension represents each layer, the second dimension represents each entry along blade span.
blade.internal_structure_2d_fem.layer_offset_y_pa | output | m | [[0. 0. 0. 0. 0. 0. 0. 0. 0. 0. 0. 0. 0. 0. 0. 0. 0. 0. 0. 0. 0. 0. 0. 0. 0. 0. 0. 0. 0. 0.] [0. 0. 0. 0. 0. 0. 0. 0. 0. 0. 0. 0. 0. 0. 0. 0. 0. 0. 0. 0. 0. 0. 0. 0. 0. 0. 0. 0. 0. 0.] [0. 0. 0. 0. 0. 0. 0. 0. 0. 0. 0. 0. 0. 0. 0. 0. 0. 0. 0. 0. 0. 0. 0. 0. 0. 0. 0. 0. 0. 0.] [0. 0. 0. 0. 0. 0. 0. 0. 0. 0. 0. 0. 0. 0. 0. 0. 0. 0. 0. 0. 0. 0. 0. 0. 0. 0. 0. 0. 0. 0.] [0. 0. 0. 0. 0. 0. 0. 0. 0. 0. 0. 0. 0. 0. 0. 0. 0. 0. 0. 0. 0. 0. 0. 0. 0. 0. 0. 0. 0. 0.] [0. 0. 0. 0. 0. 0. 0. 0. 0. 0. 0. 0. 0. 0. 0. 0. 0. 0. 0. 0. 0. 0. 0. 0. 0. 0. 0. 0. 0. 0.] [0. 0. 0. 0. 0. 0. 0. 0. 0. 0. 0. 0. 0. 0. 0. 0. 0. 0. 0. 0. 0. 0. 0. 0. 0. 0. 0. 0. 0. 0.] [0. 0. 0. 0. 0. 0. 0. 0. 0. 0. 0. 0. 0. 0. 0. 0. 0. 0. 0. 0. 0. 0. 0. 0. 0. 0. 0. 0. 0. 0.] [0. 0. 0. 0. 0. 0. 0. 0. 0. 0. 0. 0. 0. 0. 0. 0. 0. 0. 0. 0. 0. 0. 0. 0. 0. 0. 0. 0. 0. 0.] [0. 0. 0. 0. 0. 0. 0. 0. 0. 0. 0. 0. 0. 0. 0. 0. 0. 0. 0. 0. 0. 0. 0. 0. 0. 0. 0. 0. 0. 0.] [0. 0. 0. 0. 0. 0. 0. 0. 0. 0. 0. 0. 0. 0. 0. 0. 0. 0. 0. 0. 0. 0. 0. 0. 0. 0. 0. 0. 0. 0.] [0. 0. 0. 0. 0. 0. 0. 0. 0. 0. 0. 0. 0. 0. 0. 0. 0. 0. 0. 0. 0. 0. 0. 0. 0. 0. 0. 0. 0. 0.] [0. 0. 0. 0. 0. 0. 0. 0. 0. 0. 0. 0. 0. 0. 0. 0. 0. 0. 0. 0. 0. 0. 0. 0. 0. 0. 0. 0. 0. 0.] [0. 0. 0. 0. 0. 0. 0. 0. 0. 0. 0. 0. 0. 0. 0. 0. 0. 0. 0. 0. 0. 0. 0. 0. 0. 0. 0. 0. 0. 0.] [0. 0. 0. 0. 0. 0. 0. 0. 0. 0. 0. 0. 0. 0. 0. 0. 0. 0. 0. 0. 0. 0. 0. 0. 0. 0. 0. 0. 0. 0.] [0. 0. 0. 0. 0. 0. 0. 0. 0. 0. 0. 0. 0. 0. 0. 0. 0. 0. 0. 0. 0. 0. 0. 0. 0. 0. 0. 0. 0. 0.] [0. 0. 0. 0. 0. 0. 0. 0. 0. 0. 0. 0. 0. 0. 0. 0. 0. 0. 0. 0. 0. 0. 0. 0. 0. 0. 0. 0. 0. 0.] [0. 0. 0. 0. 0. 0. 0. 0. 0. 0. 0. 0. 0. 0. 0. 0. 0. 0. 0. 0. 0. 0. 0. 0. 0. 0. 0. 0. 0. 0.]] | 2D array of the offset along the y axis to set the position of a layer. Positive values move the layer towards the trailing edge, negative values towards the leading edge. The first dimension represents each layer, the second dimension represents each entry along blade span.
blade.internal_structure_2d_fem.layer_width | output | m | [[0. 0. 0. 0. 0. 0. 0. 0. 0. 0. 0. 0. 0. 0. 0. 0. 0. 0. 0. 0. 0. 0. 0. 0. 0. 0. 0. 0. 0. 0. ] [0. 0. 0. 0. 0. 0. 0. 0. 0. 0. 0. 0. 0. 0. 0. 0. 0. 0. 0. 0. 0. 0. 0. 0. 0. 0. 0. 0. 0. 0. ] [0.9 0.9 0.9 0.9 0.9 0.9 0.9 0.9 0.9 0.9 0.9 0.9 0.9 0.9 0.9 0.9 0.9 0.9 0.9 0.9 0.9 0.9 0.9 0.9 0.89999973 0.89995125 0.89874054 0.87482913 0.6335931 0.294 ] [0.9 0.9 0.9 0.9 0.9 0.9 0.9 0.9 0.9 0.9 0.9 0.9 0.9 0.9 0.9 0.9 0.9 0.9 0.9 0.9 0.9 0.9 0.9 0.9 0.89999973 0.89995125 0.89874054 0.87482913 0.6335931 0.294 ] [0. 0. 0. 0.8 0.8 0.8 0.8 0.8 0.8 0.8 0.8 0.8 0.8 0.8 0.8 0.8 0.8 0.8 0.8 0.79995895 0.79875811 0.78798681 0.75453807 0.70880174 0. 0. 0. 0. 0. 0. ] [0. 0. 0. 0.75 0.75 0.75 0.75 0.75 0.75 0.75 0.75 0.75 0.75 0.75 0.75 0.75 0.75 0.75 0.75 0.75 0.75 0.75 0.75 0.75 0. 0. 0. 0. 0. 0. ] [0. 0. 0. 0.75 0.75 0.75 0.75 0.75 0.75 0.75 0.75 0.75 0.75 0.75 0.75 0.75 0.75 0.75 0.75 0.75 0.75 0.75 0.75 0.75 0. 0. 0. 0. 0. 0. ] [0. 0. 0. 0. 0. 0. 0. 0. 0. 0. 0. 0. 0. 0. 0. 0. 0. 0. 0. 0. 0. 0. 0. 0. 0. 0. 0. 0. 0. 0. ] [0. 0. 0. 0. 0. 0. 0. 0. 0. 0. 0. 0. 0. 0. 0. 0. 0. 0. 0. 0. 0. 0. 0. 0. 0. 0. 0. 0. 0. 0. ] [0. 0. 0. 0. 0. 0. 0. 0. 0. 0. 0. 0. 0. 0. 0. 0. 0. 0. 0. 0. 0. 0. 0. 0. 0. 0. 0. 0. 0. 0. ] [0. 0. 0. 0. 0. 0. 0. 0. 0. 0. 0. 0. 0. 0. 0. 0. 0. 0. 0. 0. 0. 0. 0. 0. 0. 0. 0. 0. 0. 0. ] [0. 0. 0. 0. 0. 0. 0. 0. 0. 0. 0. 0. 0. 0. 0. 0. 0. 0. 0. 0. 0. 0. 0. 0. 0. 0. 0. 0. 0. 0. ] [0. 0. 0. 0. 0. 0. 0. 0. 0. 0. 0. 0. 0. 0. 0. 0. 0. 0. 0. 0. 0. 0. 0. 0. 0. 0. 0. 0. 0. 0. ] [0. 0. 0. 0. 0. 0. 0. 0. 0. 0. 0. 0. 0. 0. 0. 0. 0. 0. 0. 0. 0. 0. 0. 0. 0. 0. 0. 0. 0. 0. ] [0. 0. 0. 0. 0. 0. 0. 0. 0. 0. 0. 0. 0. 0. 0. 0. 0. 0. 0. 0. 0. 0. 0. 0. 0. 0. 0. 0. 0. 0. ] [0. 0. 0. 0. 0. 0. 0. 0. 0. 0. 0. 0. 0. 0. 0. 0. 0. 0. 0. 0. 0. 0. 0. 0. 0. 0. 0. 0. 0. 0. ] [0. 0. 0. 0. 0. 0. 0. 0. 0. 0. 0. 0. 0. 0. 0. 0. 0. 0. 0. 0. 0. 0. 0. 0. 0. 0. 0. 0. 0. 0. ] [0. 0. 0. 0. 0. 0. 0. 0. 0. 0. 0. 0. 0. 0. 0. 0. 0. 0. 0. 0. 0. 0. 0. 0. 0. 0. 0. 0. 0. 0. ]] | 2D array of the width along the outer profile of a layer. The first dimension represents each layer, the second dimension represents each entry along blade span.
blade.interp_airfoils.r_thick_interp | output |  | [1. 0.98574825 0.86454545 0.68632751 0.5327892 0.45540856 0.39835906 0.36233624 0.34602611 0.33536612 0.32534835 0.31640414 0.30784348 0.29833481 0.28751318 0.27634816 0.26575714 0.25541929 0.24561066 0.23638575 0.22613261 0.21694509 0.21151679 0.211 0.211 0.211 0.211 0.211 0.211 0.211 ] | 1D array of the relative thicknesses of the blade defined along span.
blade.interp_airfoils.ac_interp | output |  | [0.5 0.49496929 0.45186816 0.38743069 0.32954843 0.29475936 0.26502005 0.2501732 0.25 0.25 0.25 0.25 0.25 0.25 0.25 0.25 0.25 0.25 0.25 0.25 0.25 0.25 0.25 0.25 0.25 0.25 0.25 0.25 0.25 0.25 ] | 1D array of the aerodynamic center of the blade defined along span.
blade.interp_airfoils.cl_interp | output |  | [[[[ 1.00000000e-04] [ 1.00000000e-04] [ 1.00000000e-04]] [[ 1.00000000e-04] [ 1.00000000e-04] [ 1.00000000e-04]] [[ 1.00000000e-04] [ 1.00000000e-04] [ 1.00000000e-04]] ... [[ 1.00000000e-04] [ 1.00000000e-04] [ 1.00000000e-04]] [[ 1.00000000e-04] [ 1.00000000e-04] [ 1.00000000e-04]] [[ 1.00000000e-04] [ 1.00000000e-04] [ 1.00000000e-04]]] [[[ 9.83423424e-05] [ 9.83423424e-05] [ 9.83423424e-05]] [[ 9.51605687e-03] [ 9.51605687e-03] [ 9.51605687e-03]] [[ 1.91408306e-02] [ 1.91408306e-02] [ 1.91408306e-02]] ... [[-1.89403741e-02] [-1.89403741e-02] [-1.89403741e-02]] [[-9.31977220e-03] [-9.31977220e-03] [-9.31977220e-03]] [[ 1.01376167e-04] [ 1.01376167e-04] [ 1.01376167e-04]]] [[[-4.18326829e-05] [-4.18326829e-05] [-4.18326829e-05]] [[ 7.25598792e-02] [ 7.25598792e-02] [ 7.25598792e-02]] [[ 1.46382470e-01] [ 1.46382470e-01] [ 1.46382470e-01]] ... [[-1.46199491e-01] [-1.46199491e-01] [-1.46199491e-01]] [[-7.24048050e-02] [-7.24048050e-02] [-7.24048050e-02]] [[ 2.19074326e-04] [ 2.19074326e-04] [ 2.19074326e-04]]] ... [[[-2.29221546e-03] [-2.29221546e-03] [-2.29221546e-03]] [[ 7.10715368e-02] [ 7.10715368e-02] [ 7.10715368e-02]] [[ 1.41815725e-01] [ 1.41815725e-01] [ 1.41815725e-01]] ... [[-1.41815756e-01] [-1.41815756e-01] [-1.41815756e-01]] [[-7.10715368e-02] [-7.10715368e-02] [-7.10715368e-02]] [[ 2.29221546e-03] [ 2.29221546e-03] [ 2.29221546e-03]]] [[[-2.29221546e-03] [-2.29221546e-03] [-2.29221546e-03]] [[ 7.10715368e-02] [ 7.10715368e-02] [ 7.10715368e-02]] [[ 1.41815725e-01] [ 1.41815725e-01] [ 1.41815725e-01]] ... [[-1.41815756e-01] [-1.41815756e-01] [-1.41815756e-01]] [[-7.10715368e-02] [-7.10715368e-02] [-7.10715368e-02]] [[ 2.29221546e-03] [ 2.29221546e-03] [ 2.29221546e-03]]] [[[-2.29221546e-03] [-2.29221546e-03] [-2.29221546e-03]] [[ 7.10715368e-02] [ 7.10715368e-02] [ 7.10715368e-02]] [[ 1.41815725e-01] [ 1.41815725e-01] [ 1.41815725e-01]] ... [[-1.41815756e-01] [-1.41815756e-01] [-1.41815756e-01]] [[-7.10715368e-02] [-7.10715368e-02] [-7.10715368e-02]] [[ 2.29221546e-03] [ 2.29221546e-03] [ 2.29221546e-03]]]] | 4D array with the lift coefficients of the airfoils. Dimension 0 is along the blade span for n_span stations, dimension 1 is along the angles of attack, dimension 2 is along the Reynolds number, dimension 3 is along the number of tabs, which may describe multiple sets at the same station, for example in presence of a flap.
blade.interp_airfoils.cd_interp | output |  | [[[[0.35 ] [0.35 ] [0.35 ]] [[0.35 ] [0.35 ] [0.35 ]] [[0.35 ] [0.35 ] [0.35 ]] ... [[0.35 ] [0.35 ] [0.35 ]] [[0.35 ] [0.35 ] [0.35 ]] [[0.35 ] [0.35 ] [0.35 ]]] [[[0.34034092] [0.34034092] [0.34034092]] [[0.34026441] [0.34026441] [0.34026441]] [[0.34002629] [0.34002629] [0.34002629]] ... [[0.34002629] [0.34002629] [0.34002629]] [[0.34026441] [0.34026441] [0.34026441]] [[0.34034092] [0.34034092] [0.34034092]]] [[[0.26353982] [0.26353982] [0.26353982]] [[0.26298696] [0.26298696] [0.26298696]] [[0.26125469] [0.26125469] [0.26125469]] ... [[0.26125469] [0.26125469] [0.26125469]] [[0.26298696] [0.26298696] [0.26298696]] [[0.26353982] [0.26353982] [0.26353982]]] ... [[[0.02464074] [0.02464074] [0.02464074]] [[0.0258057 ] [0.0258057 ] [0.0258057 ]] [[0.02942872] [0.02942872] [0.02942872]] ... [[0.02942872] [0.02942872] [0.02942872]] [[0.0258057 ] [0.0258057 ] [0.0258057 ]] [[0.02464074] [0.02464074] [0.02464074]]] [[[0.02464074] [0.02464074] [0.02464074]] [[0.0258057 ] [0.0258057 ] [0.0258057 ]] [[0.02942872] [0.02942872] [0.02942872]] ... [[0.02942872] [0.02942872] [0.02942872]] [[0.0258057 ] [0.0258057 ] [0.0258057 ]] [[0.02464074] [0.02464074] [0.02464074]]] [[[0.02464074] [0.02464074] [0.02464074]] [[0.0258057 ] [0.0258057 ] [0.0258057 ]] [[0.02942872] [0.02942872] [0.02942872]] ... [[0.02942872] [0.02942872] [0.02942872]] [[0.0258057 ] [0.0258057 ] [0.0258057 ]] [[0.02464074] [0.02464074] [0.02464074]]]] | 4D array with the drag coefficients of the airfoils. Dimension 0 is along the blade span for n_span stations, dimension 1 is along the angles of attack, dimension 2 is along the Reynolds number, dimension 3 is along the number of tabs, which may describe multiple sets at the same station, for example in presence of a flap.
blade.interp_airfoils.cm_interp | output |  | [[[[-1.00000000e-04] [-1.00000000e-04] [-1.00000000e-04]] [[-1.00000000e-04] [-1.00000000e-04] [-1.00000000e-04]] [[-1.00000000e-04] [-1.00000000e-04] [-1.00000000e-04]] ... [[-1.00000000e-04] [-1.00000000e-04] [-1.00000000e-04]] [[-1.00000000e-04] [-1.00000000e-04] [-1.00000000e-04]] [[-1.00000000e-04] [-1.00000000e-04] [-1.00000000e-04]]] [[[-1.01356524e-04] [-1.01356524e-04] [-1.01356524e-04]] [[ 8.11500431e-03] [ 8.11500431e-03] [ 8.11500431e-03]] [[ 1.30419982e-02] [ 1.30419982e-02] [ 1.30419982e-02]] ... [[-1.15877923e-02] [-1.15877923e-02] [-1.15877923e-02]] [[-7.08034885e-03] [-7.08034885e-03] [-7.08034885e-03]] [[-9.84580666e-05] [-9.84580666e-05] [-9.84580666e-05]]] [[[-2.20282711e-04] [-2.20282711e-04] [-2.20282711e-04]] [[ 6.69385521e-02] [ 6.69385521e-02] [ 6.69385521e-02]] [[ 1.11914570e-01] [ 1.11914570e-01] [ 1.11914570e-01]] ... [[-1.00582323e-01] [-1.00582323e-01] [-1.00582323e-01]] [[-6.06728852e-02] [-6.06728852e-02] [-6.06728852e-02]] [[ 3.85111946e-05] [ 3.85111946e-05] [ 3.85111946e-05]]] ... [[[-3.87920021e-03] [-3.87920021e-03] [-3.87920021e-03]] [[ 1.20276966e-01] [ 1.20276966e-01] [ 1.20276966e-01]] [[ 2.39999947e-01] [ 2.39999947e-01] [ 2.39999947e-01]] ... [[-2.99999999e-01] [-2.99999999e-01] [-2.99999999e-01]] [[-1.50346207e-01] [-1.50346207e-01] [-1.50346207e-01]] [[ 4.84900026e-03] [ 4.84900026e-03] [ 4.84900026e-03]]] [[[-3.87920021e-03] [-3.87920021e-03] [-3.87920021e-03]] [[ 1.20276966e-01] [ 1.20276966e-01] [ 1.20276966e-01]] [[ 2.39999947e-01] [ 2.39999947e-01] [ 2.39999947e-01]] ... [[-2.99999999e-01] [-2.99999999e-01] [-2.99999999e-01]] [[-1.50346207e-01] [-1.50346207e-01] [-1.50346207e-01]] [[ 4.84900026e-03] [ 4.84900026e-03] [ 4.84900026e-03]]] [[[-3.87920021e-03] [-3.87920021e-03] [-3.87920021e-03]] [[ 1.20276966e-01] [ 1.20276966e-01] [ 1.20276966e-01]] [[ 2.39999947e-01] [ 2.39999947e-01] [ 2.39999947e-01]] ... [[-2.99999999e-01] [-2.99999999e-01] [-2.99999999e-01]] [[-1.50346207e-01] [-1.50346207e-01] [-1.50346207e-01]] [[ 4.84900026e-03] [ 4.84900026e-03] [ 4.84900026e-03]]]] | 4D array with the moment coefficients of the airfoils. Dimension 0 is along the blade span for n_span stations, dimension 1 is along the angles of attack, dimension 2 is along the Reynolds number, dimension 3 is along the number of tabs, which may describe multiple sets at the same station, for example in presence of a flap.
blade.interp_airfoils.coord_xy_interp | output |  | [[[ 1.00000000e+00 -5.22829393e-16] [ 9.99429684e-01 -2.22597407e-02] [ 9.98063018e-01 -4.44580349e-02] ... [ 9.98120489e-01 4.38394581e-02] [ 9.99443038e-01 2.19496514e-02] [ 1.00000000e+00 -5.26828685e-16]] [[ 1.00000000e+00 1.60273967e-05] [ 9.99119395e-01 -2.22327527e-02] [ 9.96373964e-01 -4.41439934e-02] ... [ 9.97194605e-01 4.38444411e-02] [ 9.99427080e-01 2.18389134e-02] [ 1.00000000e+00 1.60273967e-05]] [[ 1.00000000e+00 1.18124776e-04] [ 9.95884445e-01 -2.12086293e-02] [ 9.83115257e-01 -4.00231086e-02] ... [ 9.89037485e-01 4.30329377e-02] [ 9.98106884e-01 2.10433601e-02] [ 1.00000000e+00 1.18124776e-04]] ... [[ 1.00000000e+00 -3.71663624e-04] [ 9.76017568e-01 2.09740027e-03] [ 9.52031329e-01 3.99388323e-03] ... [ 9.52381403e-01 9.07315534e-03] [ 9.76165313e-01 4.93304949e-03] [ 1.00000000e+00 9.38336381e-04]] [[ 1.00000000e+00 -3.71663624e-04] [ 9.76017568e-01 2.09740027e-03] [ 9.52031329e-01 3.99388323e-03] ... [ 9.52381403e-01 9.07315534e-03] [ 9.76165313e-01 4.93304949e-03] [ 1.00000000e+00 9.38336381e-04]] [[ 1.00000000e+00 -3.71663624e-04] [ 9.76017568e-01 2.09740027e-03] [ 9.52031329e-01 3.99388323e-03] ... [ 9.52381403e-01 9.07315534e-03] [ 9.76165313e-01 4.93304949e-03] [ 1.00000000e+00 9.38336381e-04]]] | 3D array of the non-dimensional x and y airfoil coordinates of the airfoils interpolated along span for n_span stations. The leading edge is place at x=0 and y=0.
blade.opt_var.s_opt_twist | output |  | [0. 0.03448276 0.06896552 0.10344828 0.13793103 0.17241379 0.20689655 0.24137931 0.27586207 0.31034483 0.34482759 0.37931034 0.4137931 0.44827586 0.48275862 0.51724138 0.55172414 0.5862069 0.62068966 0.65517241 0.68965517 0.72413793 0.75862069 0.79310345 0.82758621 0.86206897 0.89655172 0.93103448 0.96551724 1. ]
blade.opt_var.s_opt_chord | output |  | [0. 0.03448276 0.06896552 0.10344828 0.13793103 0.17241379 0.20689655 0.24137931 0.27586207 0.31034483 0.34482759 0.37931034 0.4137931 0.44827586 0.48275862 0.51724138 0.55172414 0.5862069 0.62068966 0.65517241 0.68965517 0.72413793 0.75862069 0.79310345 0.82758621 0.86206897 0.89655172 0.93103448 0.96551724 1. ]
blade.opt_var.twist_opt | output | rad | [ 0.2721763 0.25236537 0.23218033 0.21163042 0.19072484 0.1694728 0.14781485 0.12392579 0.09832536 0.07282455 0.04923432 0.02936566 0.01443578 0.00051819 -0.01261772 -0.0239116 -0.03230312 -0.03673195 -0.0365374 -0.03329801 -0.02840284 -0.02312557 -0.01873987 -0.01651942 -0.01646099 -0.01660377 -0.01703641 -0.01791993 -0.01941537 -0.02168376]
blade.opt_var.chord_opt | output | m | [5.2 5.43227785 5.58965873 5.68664729 5.73774817 5.75746602 5.75681708 5.64319217 5.40507306 5.09031327 4.74676632 4.42228577 4.15080252 3.8493514 3.52860555 3.23019025 2.99573081 2.86685253 2.85538776 2.86166632 2.87115409 2.88138246 2.88988278 2.89418643 2.829469 2.58553281 2.19442033 1.69232904 1.11545644 0.5 ]
blade.opt_var.af_position | output |  | [0. 0.02 0.15 0.24517032 0.32884395 0.43917935 0.53767141 0.63820766 0.77174385 1. ]
blade.opt_var.s_opt_layer_0 | output |  | [0. 0.03448276 0.06896552 0.10344828 0.13793103 0.17241379 0.20689655 0.24137931 0.27586207 0.31034483 0.34482759 0.37931034 0.4137931 0.44827586 0.48275862 0.51724138 0.55172414 0.5862069 0.62068966 0.65517241 0.68965517 0.72413793 0.75862069 0.79310345 0.82758621 0.86206897 0.89655172 0.93103448 0.96551724 1. ]
blade.opt_var.layer_0_opt | output | m | [0.001 0.001 0.001 0.001 0.001 0.001 0.001 0.001 0.001 0.001 0.001 0.001 0.001 0.001 0.001 0.001 0.001 0.001 0.001 0.001 0.001 0.001 0.001 0.001 0.001 0.001 0.001 0.001 0.001 0.001]
blade.opt_var.s_opt_layer_1 | output |  | [0. 0.03448276 0.06896552 0.10344828 0.13793103 0.17241379 0.20689655 0.24137931 0.27586207 0.31034483 0.34482759 0.37931034 0.4137931 0.44827586 0.48275862 0.51724138 0.55172414 0.5862069 0.62068966 0.65517241 0.68965517 0.72413793 0.75862069 0.79310345 0.82758621 0.86206897 0.89655172 0.93103448 0.96551724 1. ]
blade.opt_var.layer_1_opt | output | m | [0.05 0.04084471 0.0322922 0.02413744 0.01575177 0.00891175 0.00483535 0.00314821 0.00231294 0.00204055 0.00200117 0.00200006 0.002 0.002 0.002 0.002 0.002 0.002 0.002 0.002 0.002 0.002 0.002 0.002 0.00178515 0.00132421 0.00104776 0.00100289 0.001 0.001 ]
blade.opt_var.s_opt_layer_2 | output |  | [0. 0.03448276 0.06896552 0.10344828 0.13793103 0.17241379 0.20689655 0.24137931 0.27586207 0.31034483 0.34482759 0.37931034 0.4137931 0.44827586 0.48275862 0.51724138 0.55172414 0.5862069 0.62068966 0.65517241 0.68965517 0.72413793 0.75862069 0.79310345 0.82758621 0.86206897 0.89655172 0.93103448 0.96551724 1. ]
blade.opt_var.layer_2_opt | output | m | [0.0001 0.01178744 0.02347489 0.03516233 0.04684977 0.05853721 0.06873964 0.07300201 0.07726438 0.08152675 0.08578912 0.09005149 0.09158274 0.08901731 0.08645187 0.08388644 0.08132101 0.07875558 0.0727831 0.06453926 0.05629542 0.04805159 0.03980775 0.03156391 0.02592685 0.02094148 0.01595611 0.01097074 0.00598537 0.001 ]
blade.opt_var.s_opt_layer_3 | output |  | [0. 0.03448276 0.06896552 0.10344828 0.13793103 0.17241379 0.20689655 0.24137931 0.27586207 0.31034483 0.34482759 0.37931034 0.4137931 0.44827586 0.48275862 0.51724138 0.55172414 0.5862069 0.62068966 0.65517241 0.68965517 0.72413793 0.75862069 0.79310345 0.82758621 0.86206897 0.89655172 0.93103448 0.96551724 1. ]
blade.opt_var.layer_3_opt | output | m | [0.0001 0.01178744 0.02347489 0.03516233 0.04684977 0.05853721 0.06873964 0.07300201 0.07726438 0.08152675 0.08578912 0.09005149 0.09158274 0.08901731 0.08645187 0.08388644 0.08132101 0.07875558 0.0727831 0.06453926 0.05629542 0.04805159 0.03980775 0.03156391 0.02592685 0.02094148 0.01595611 0.01097074 0.00598537 0.001 ]
blade.opt_var.s_opt_layer_4 | output |  | [0. 0.03448276 0.06896552 0.10344828 0.13793103 0.17241379 0.20689655 0.24137931 0.27586207 0.31034483 0.34482759 0.37931034 0.4137931 0.44827586 0.48275862 0.51724138 0.55172414 0.5862069 0.62068966 0.65517241 0.68965517 0.72413793 0.75862069 0.79310345 0.82758621 0.86206897 0.89655172 0.93103448 0.96551724 1. ]
blade.opt_var.layer_4_opt | output | m | [0. 0. 0. 0.00299507 0.00294581 0.00289655 0.00284729 0.00279803 0.00274877 0.00269951 0.00265025 0.00260099 0.00255172 0.00250246 0.0024532 0.00240394 0.00235468 0.00230542 0.00225616 0.0022069 0.00215764 0.00210837 0.00205911 0.00200985 0. 0. 0. 0. 0. 0. ]
blade.opt_var.s_opt_layer_5 | output |  | [0. 0.03448276 0.06896552 0.10344828 0.13793103 0.17241379 0.20689655 0.24137931 0.27586207 0.31034483 0.34482759 0.37931034 0.4137931 0.44827586 0.48275862 0.51724138 0.55172414 0.5862069 0.62068966 0.65517241 0.68965517 0.72413793 0.75862069 0.79310345 0.82758621 0.86206897 0.89655172 0.93103448 0.96551724 1. ]
blade.opt_var.layer_5_opt | output | m | [0. 0. 0.00502893 0.01446535 0.02653802 0.03042122 0.03 0.03 0.03 0.03 0.03 0.03 0.03 0.03 0.03 0.03 0.02965172 0.02268622 0.01506767 0.00776364 0.00470902 0.00311823 0.00198262 0.00033044 0. 0. 0. 0. 0. 0. ]
blade.opt_var.s_opt_layer_6 | output |  | [0. 0.03448276 0.06896552 0.10344828 0.13793103 0.17241379 0.20689655 0.24137931 0.27586207 0.31034483 0.34482759 0.37931034 0.4137931 0.44827586 0.48275862 0.51724138 0.55172414 0.5862069 0.62068966 0.65517241 0.68965517 0.72413793 0.75862069 0.79310345 0.82758621 0.86206897 0.89655172 0.93103448 0.96551724 1. ]
blade.opt_var.layer_6_opt | output | m | [0. 0. 0.00502893 0.01446535 0.02653802 0.03042122 0.03 0.03 0.03 0.03 0.03 0.03 0.03 0.03 0.03 0.03 0.02965172 0.02268622 0.01506767 0.00776364 0.00470902 0.00311823 0.00198262 0.00033044 0. 0. 0. 0. 0. 0. ]
blade.opt_var.s_opt_layer_7 | output |  | [0. 0.03448276 0.06896552 0.10344828 0.13793103 0.17241379 0.20689655 0.24137931 0.27586207 0.31034483 0.34482759 0.37931034 0.4137931 0.44827586 0.48275862 0.51724138 0.55172414 0.5862069 0.62068966 0.65517241 0.68965517 0.72413793 0.75862069 0.79310345 0.82758621 0.86206897 0.89655172 0.93103448 0.96551724 1. ]
blade.opt_var.layer_7_opt | output | m | [0. 0. 0. 0.05972906 0.0570197 0.05431034 0.05160099 0.04889163 0.04618227 0.04347291 0.04076355 0.03805419 0.03534483 0.03263547 0.02992611 0.02721675 0.02450739 0.02179803 0.01908867 0.01637931 0.01366995 0.01096059 0.00825123 0.00554187 0. 0. 0. 0. 0. 0. ]
blade.opt_var.s_opt_layer_8 | output |  | [0. 0.03448276 0.06896552 0.10344828 0.13793103 0.17241379 0.20689655 0.24137931 0.27586207 0.31034483 0.34482759 0.37931034 0.4137931 0.44827586 0.48275862 0.51724138 0.55172414 0.5862069 0.62068966 0.65517241 0.68965517 0.72413793 0.75862069 0.79310345 0.82758621 0.86206897 0.89655172 0.93103448 0.96551724 1. ]
blade.opt_var.layer_8_opt | output | m | [0. 0. 0. 0.05972906 0.0570197 0.05431034 0.05160099 0.04889163 0.04618227 0.04347291 0.04076355 0.03805419 0.03534483 0.03263547 0.02992611 0.02721675 0.02450739 0.02179803 0.01908867 0.01637931 0.01366995 0.01096059 0.00825123 0.00554187 0. 0. 0. 0. 0. 0. ]
blade.opt_var.s_opt_layer_9 | output |  | [0. 0.03448276 0.06896552 0.10344828 0.13793103 0.17241379 0.20689655 0.24137931 0.27586207 0.31034483 0.34482759 0.37931034 0.4137931 0.44827586 0.48275862 0.51724138 0.55172414 0.5862069 0.62068966 0.65517241 0.68965517 0.72413793 0.75862069 0.79310345 0.82758621 0.86206897 0.89655172 0.93103448 0.96551724 1. ]
blade.opt_var.layer_9_opt | output | m | [0. 0. 0. 0.05972906 0.0570197 0.05431034 0.05160099 0.04889163 0.04618227 0.04347291 0.04076355 0.03805419 0.03534483 0.03263547 0.02992611 0.02721675 0.02450739 0.02179803 0.01908867 0.01637931 0.01366995 0.01096059 0.00825123 0.00554187 0. 0. 0. 0. 0. 0. ]
blade.opt_var.s_opt_layer_10 | output |  | [0. 0.03448276 0.06896552 0.10344828 0.13793103 0.17241379 0.20689655 0.24137931 0.27586207 0.31034483 0.34482759 0.37931034 0.4137931 0.44827586 0.48275862 0.51724138 0.55172414 0.5862069 0.62068966 0.65517241 0.68965517 0.72413793 0.75862069 0.79310345 0.82758621 0.86206897 0.89655172 0.93103448 0.96551724 1. ]
blade.opt_var.layer_10_opt | output | m | [0. 0. 0. 0.05972906 0.0570197 0.05431034 0.05160099 0.04889163 0.04618227 0.04347291 0.04076355 0.03805419 0.03534483 0.03263547 0.02992611 0.02721675 0.02450739 0.02179803 0.01908867 0.01637931 0.01366995 0.01096059 0.00825123 0.00554187 0. 0. 0. 0. 0. 0. ]
blade.opt_var.s_opt_layer_11 | output |  | [0. 0.03448276 0.06896552 0.10344828 0.13793103 0.17241379 0.20689655 0.24137931 0.27586207 0.31034483 0.34482759 0.37931034 0.4137931 0.44827586 0.48275862 0.51724138 0.55172414 0.5862069 0.62068966 0.65517241 0.68965517 0.72413793 0.75862069 0.79310345 0.82758621 0.86206897 0.89655172 0.93103448 0.96551724 1. ]
blade.opt_var.layer_11_opt | output | m | [0.05 0.04084471 0.0322922 0.02413744 0.01575177 0.00891175 0.00483535 0.00314821 0.00231294 0.00204055 0.00200117 0.00200006 0.002 0.002 0.002 0.002 0.002 0.002 0.002 0.002 0.002 0.002 0.002 0.002 0.00178515 0.00132421 0.00104776 0.00100289 0.001 0.001 ]
blade.opt_var.s_opt_layer_12 | output |  | [0. 0.03448276 0.06896552 0.10344828 0.13793103 0.17241379 0.20689655 0.24137931 0.27586207 0.31034483 0.34482759 0.37931034 0.4137931 0.44827586 0.48275862 0.51724138 0.55172414 0.5862069 0.62068966 0.65517241 0.68965517 0.72413793 0.75862069 0.79310345 0.82758621 0.86206897 0.89655172 0.93103448 0.96551724 1. ]
blade.opt_var.layer_12_opt | output | m | [0. 0. 0. 0.00199391 0.00193306 0.00187221 0.00181136 0.00175051 0.00168966 0.0016288 0.00156795 0.0015071 0.00144625 0.0013854 0.00132454 0.00126369 0.00120284 0.00114199 0.00108114 0.00102028 0.00095943 0.00089858 0.00083773 0.00077688 0.00071602 0.00065517 0.00059432 0.00053347 0. 0. ]
blade.opt_var.s_opt_layer_13 | output |  | [0. 0.03448276 0.06896552 0.10344828 0.13793103 0.17241379 0.20689655 0.24137931 0.27586207 0.31034483 0.34482759 0.37931034 0.4137931 0.44827586 0.48275862 0.51724138 0.55172414 0.5862069 0.62068966 0.65517241 0.68965517 0.72413793 0.75862069 0.79310345 0.82758621 0.86206897 0.89655172 0.93103448 0.96551724 1. ]
blade.opt_var.layer_13_opt | output | m | [0. 0. 0. 0.04284584 0.04130426 0.03976268 0.0382211 0.03667951 0.03513793 0.03359635 0.03205477 0.03051318 0.0289716 0.02743002 0.02588844 0.02434686 0.02280527 0.02126369 0.02005841 0.02 0.02 0.02 0.02 0.02 0.02 0.02 0.02 0.02 0. 0. ]
blade.opt_var.s_opt_layer_14 | output |  | [0. 0.03448276 0.06896552 0.10344828 0.13793103 0.17241379 0.20689655 0.24137931 0.27586207 0.31034483 0.34482759 0.37931034 0.4137931 0.44827586 0.48275862 0.51724138 0.55172414 0.5862069 0.62068966 0.65517241 0.68965517 0.72413793 0.75862069 0.79310345 0.82758621 0.86206897 0.89655172 0.93103448 0.96551724 1. ]
blade.opt_var.layer_14_opt | output | m | [0. 0. 0. 0.00199391 0.00193306 0.00187221 0.00181136 0.00175051 0.00168966 0.0016288 0.00156795 0.0015071 0.00144625 0.0013854 0.00132454 0.00126369 0.00120284 0.00114199 0.00108114 0.00102028 0.00095943 0.00089858 0.00083773 0.00077688 0.00071602 0.00065517 0.00059432 0.00053347 0. 0. ]
blade.opt_var.s_opt_layer_15 | output |  | [0. 0.03448276 0.06896552 0.10344828 0.13793103 0.17241379 0.20689655 0.24137931 0.27586207 0.31034483 0.34482759 0.37931034 0.4137931 0.44827586 0.48275862 0.51724138 0.55172414 0.5862069 0.62068966 0.65517241 0.68965517 0.72413793 0.75862069 0.79310345 0.82758621 0.86206897 0.89655172 0.93103448 0.96551724 1. ]
blade.opt_var.layer_15_opt | output | m | [0. 0. 0. 0.00199391 0.00193306 0.00187221 0.00181136 0.00175051 0.00168966 0.0016288 0.00156795 0.0015071 0.00144625 0.0013854 0.00132454 0.00126369 0.00120284 0.00114199 0.00108114 0.00102028 0.00095943 0.00089858 0.00083773 0.00077688 0.00071602 0.00065517 0.00059432 0.00053347 0. 0. ]
blade.opt_var.s_opt_layer_16 | output |  | [0. 0.03448276 0.06896552 0.10344828 0.13793103 0.17241379 0.20689655 0.24137931 0.27586207 0.31034483 0.34482759 0.37931034 0.4137931 0.44827586 0.48275862 0.51724138 0.55172414 0.5862069 0.62068966 0.65517241 0.68965517 0.72413793 0.75862069 0.79310345 0.82758621 0.86206897 0.89655172 0.93103448 0.96551724 1. ]
blade.opt_var.layer_16_opt | output | m | [0. 0. 0. 0.04284584 0.04130426 0.03976268 0.0382211 0.03667951 0.03513793 0.03359635 0.03205477 0.03051318 0.0289716 0.02743002 0.02588844 0.02434686 0.02280527 0.02126369 0.02005841 0.02 0.02 0.02 0.02 0.02 0.02 0.02 0.02 0.02 0. 0. ]
blade.opt_var.s_opt_layer_17 | output |  | [0. 0.03448276 0.06896552 0.10344828 0.13793103 0.17241379 0.20689655 0.24137931 0.27586207 0.31034483 0.34482759 0.37931034 0.4137931 0.44827586 0.48275862 0.51724138 0.55172414 0.5862069 0.62068966 0.65517241 0.68965517 0.72413793 0.75862069 0.79310345 0.82758621 0.86206897 0.89655172 0.93103448 0.96551724 1. ]
blade.opt_var.layer_17_opt | output | m | [0. 0. 0. 0.00199391 0.00193306 0.00187221 0.00181136 0.00175051 0.00168966 0.0016288 0.00156795 0.0015071 0.00144625 0.0013854 0.00132454 0.00126369 0.00120284 0.00114199 0.00108114 0.00102028 0.00095943 0.00089858 0.00083773 0.00077688 0.00071602 0.00065517 0.00059432 0.00053347 0. 0. ]
blade.outer_shape_bem.af_position | output |  | [0. 0.02 0.15 0.24517032 0.32884395 0.43917935 0.53767141 0.63820766 0.77174385 1. ] | 1D array of the non dimensional positions of the airfoils af_used defined along blade span.
blade.outer_shape_bem.s | output |  | [0. 0.03448276 0.06896552 0.10344828 0.13793103 0.17241379 0.20689655 0.24137931 0.27586207 0.31034483 0.34482759 0.37931034 0.4137931 0.44827586 0.48275862 0.51724138 0.55172414 0.5862069 0.62068966 0.65517241 0.68965517 0.72413793 0.75862069 0.79310345 0.82758621 0.86206897 0.89655172 0.93103448 0.96551724 1. ] | 1D array of the non-dimensional spanwise grid defined along blade axis (0-blade root, 1-blade tip)
blade.outer_shape_bem.chord | output | m | [5.2 5.43227785 5.58965873 5.68664729 5.73774817 5.75746602 5.75681708 5.64319217 5.40507306 5.09031327 4.74676632 4.42228577 4.15080252 3.8493514 3.52860555 3.23019025 2.99573081 2.86685253 2.85538776 2.86166632 2.87115409 2.88138246 2.88988278 2.89418643 2.829469 2.58553281 2.19442033 1.69232904 1.11545644 0.5 ] | 1D array of the chord values defined along blade span.
blade.outer_shape_bem.twist | output | rad | [ 0.2721763 0.25236537 0.23218033 0.21163042 0.19072484 0.1694728 0.14781485 0.12392579 0.09832536 0.07282455 0.04923432 0.02936566 0.01443578 0.00051819 -0.01261772 -0.0239116 -0.03230312 -0.03673195 -0.0365374 -0.03329801 -0.02840284 -0.02312557 -0.01873987 -0.01651942 -0.01646099 -0.01660377 -0.01703641 -0.01791993 -0.01941537 -0.02168376] | 1D array of the twist values defined along blade span. The twist is defined positive for negative rotations around the z axis (the same as in BeamDyn).
blade.outer_shape_bem.pitch_axis | output |  | [0.50454545 0.47807489 0.44666867 0.41440788 0.38531574 0.35926808 0.33884066 0.32530381 0.31669675 0.31094145 0.30683687 0.30290422 0.29845254 0.29405791 0.29071241 0.28853755 0.28784499 0.28836262 0.29021159 0.29324433 0.29725802 0.30201843 0.30725241 0.31257925 0.31849838 0.32578924 0.3342759 0.3438038 0.35500776 0.36818182] | 1D array of the chordwise position of the pitch axis (0-LE, 1-TE), defined along blade span.
blade.outer_shape_bem.r_thick_yaml_interp | output |  | [0. 0. 0. 0. 0. 0. 0. 0. 0. 0. 0. 0. 0. 0. 0. 0. 0. 0. 0. 0. 0. 0. 0. 0. 0. 0. 0. 0. 0. 0.] | 1D array of the relative thickness values defined along blade span.
blade.outer_shape_bem.ref_axis | output | m | [[ 0.00000000e+00 0.00000000e+00 0.00000000e+00] [ 3.48488731e-02 0.00000000e+00 4.03448276e+00] [ 8.35849537e-02 0.00000000e+00 8.06896552e+00] [ 1.39221829e-01 0.00000000e+00 1.21034483e+01] [ 1.91500748e-01 0.00000000e+00 1.61379310e+01] [ 2.30939940e-01 0.00000000e+00 2.01724138e+01] [ 2.49056478e-01 0.00000000e+00 2.42068966e+01] [ 2.49556450e-01 0.00000000e+00 2.82413793e+01] [ 2.46144107e-01 0.00000000e+00 3.22758621e+01] [ 2.40410508e-01 0.00000000e+00 3.63103448e+01] [ 2.32895278e-01 0.00000000e+00 4.03448276e+01] [ 2.16929943e-01 0.00000000e+00 4.43793103e+01] [ 1.75665546e-01 0.00000000e+00 4.84137931e+01] [ 1.00176811e-01 0.00000000e+00 5.24482759e+01] [-4.58517075e-04 0.00000000e+00 5.64827586e+01] [-1.13006389e-01 0.00000000e+00 6.05172414e+01] [-2.44050977e-01 0.00000000e+00 6.45517241e+01] [-4.16510188e-01 0.00000000e+00 6.85862069e+01] [-6.21633422e-01 0.00000000e+00 7.26206897e+01] [-8.46385439e-01 0.00000000e+00 7.66551724e+01] [-1.08030800e+00 0.00000000e+00 8.06896552e+01] [-1.33007939e+00 0.00000000e+00 8.47241379e+01] [-1.60264478e+00 0.00000000e+00 8.87586207e+01] [-1.89518421e+00 0.00000000e+00 9.27931034e+01] [-2.20238659e+00 0.00000000e+00 9.68275862e+01] [-2.52341668e+00 0.00000000e+00 1.00862069e+02] [-2.86414227e+00 0.00000000e+00 1.04896552e+02] [-3.22562784e+00 0.00000000e+00 1.08931034e+02] [-3.60522070e+00 0.00000000e+00 1.12965517e+02] [-4.00000000e+00 0.00000000e+00 1.17000000e+02]] | 2D array of the coordinates (x,y,z) of the blade reference axis, defined along blade span. The coordinate system is the one of BeamDyn: it is placed at blade root with x pointing the suction side of the blade, y pointing the trailing edge and z along the blade span. A standard configuration will have negative x values (prebend), if swept positive y values, and positive z values.
blade.pa.twist_param | output | rad | [ 0.2721763 0.25236537 0.23218033 0.21163042 0.19072484 0.1694728 0.14781485 0.12392579 0.09832536 0.07282455 0.04923432 0.02936566 0.01443578 0.00051819 -0.01261772 -0.0239116 -0.03230312 -0.03673195 -0.0365374 -0.03329801 -0.02840284 -0.02312557 -0.01873987 -0.01651942 -0.01646099 -0.01660377 -0.01703641 -0.01791993 -0.01941537 -0.02168376] | 1D array of the twist values defined along blade span. The twist is the result of the parameterization.
blade.pa.chord_param | output | m | [5.2 5.43227785 5.58965873 5.68664729 5.73774817 5.75746602 5.75681708 5.64319217 5.40507306 5.09031327 4.74676632 4.42228577 4.15080252 3.8493514 3.52860555 3.23019025 2.99573081 2.86685253 2.85538776 2.86166632 2.87115409 2.88138246 2.88988278 2.89418643 2.829469 2.58553281 2.19442033 1.69232904 1.11545644 0.5 ] | 1D array of the chord values defined along blade span. The chord is the result of the parameterization.
blade.pa.max_chord_constr | output |  | [1.09473684 1.14363744 1.17677026 1.1971889 1.20794698 1.21209811 1.21196149 1.18804046 1.13791012 1.0716449 0.99931923 0.93100753 0.87385316 0.81038977 0.74286433 0.68004005 0.63068017 0.6035479 0.60113427 0.60245607 0.60445349 0.60660683 0.60839637 0.60930241 0.59567768 0.5443227 0.46198323 0.3562798 0.23483293 0.10526316] | 1D array of the ratio between chord values and maximum chord along blade span.
blade.ps.layer_thickness_param | output | m | [[0.001 0.001 0.001 0.001 0.001 0.001 0.001 0.001 0.001 0.001 0.001 0.001 0.001 0.001 0.001 0.001 0.001 0.001 0.001 0.001 0.001 0.001 0.001 0.001 0.001 0.001 0.001 0.001 0.001 0.001 ] [0.05 0.04084471 0.0322922 0.02413744 0.01575177 0.00891175 0.00483535 0.00314821 0.00231294 0.00204055 0.00200117 0.00200006 0.002 0.002 0.002 0.002 0.002 0.002 0.002 0.002 0.002 0.002 0.002 0.002 0.00178515 0.00132421 0.00104776 0.00100289 0.001 0.001 ] [0.0001 0.01178744 0.02347489 0.03516233 0.04684977 0.05853721 0.06873964 0.07300201 0.07726438 0.08152675 0.08578912 0.09005149 0.09158274 0.08901731 0.08645187 0.08388644 0.08132101 0.07875558 0.0727831 0.06453926 0.05629542 0.04805159 0.03980775 0.03156391 0.02592685 0.02094148 0.01595611 0.01097074 0.00598537 0.001 ] [0.0001 0.01178744 0.02347489 0.03516233 0.04684977 0.05853721 0.06873964 0.07300201 0.07726438 0.08152675 0.08578912 0.09005149 0.09158274 0.08901731 0.08645187 0.08388644 0.08132101 0.07875558 0.0727831 0.06453926 0.05629542 0.04805159 0.03980775 0.03156391 0.02592685 0.02094148 0.01595611 0.01097074 0.00598537 0.001 ] [0. 0. 0. 0.00299507 0.00294581 0.00289655 0.00284729 0.00279803 0.00274877 0.00269951 0.00265025 0.00260099 0.00255172 0.00250246 0.0024532 0.00240394 0.00235468 0.00230542 0.00225616 0.0022069 0.00215764 0.00210837 0.00205911 0.00200985 0. 0. 0. 0. 0. 0. ] [0. 0. 0.00502893 0.01446535 0.02653802 0.03042122 0.03 0.03 0.03 0.03 0.03 0.03 0.03 0.03 0.03 0.03 0.02965172 0.02268622 0.01506767 0.00776364 0.00470902 0.00311823 0.00198262 0.00033044 0. 0. 0. 0. 0. 0. ] [0. 0. 0.00502893 0.01446535 0.02653802 0.03042122 0.03 0.03 0.03 0.03 0.03 0.03 0.03 0.03 0.03 0.03 0.02965172 0.02268622 0.01506767 0.00776364 0.00470902 0.00311823 0.00198262 0.00033044 0. 0. 0. 0. 0. 0. ] [0. 0. 0. 0.05972906 0.0570197 0.05431034 0.05160099 0.04889163 0.04618227 0.04347291 0.04076355 0.03805419 0.03534483 0.03263547 0.02992611 0.02721675 0.02450739 0.02179803 0.01908867 0.01637931 0.01366995 0.01096059 0.00825123 0.00554187 0. 0. 0. 0. 0. 0. ] [0. 0. 0. 0.05972906 0.0570197 0.05431034 0.05160099 0.04889163 0.04618227 0.04347291 0.04076355 0.03805419 0.03534483 0.03263547 0.02992611 0.02721675 0.02450739 0.02179803 0.01908867 0.01637931 0.01366995 0.01096059 0.00825123 0.00554187 0. 0. 0. 0. 0. 0. ] [0. 0. 0. 0.05972906 0.0570197 0.05431034 0.05160099 0.04889163 0.04618227 0.04347291 0.04076355 0.03805419 0.03534483 0.03263547 0.02992611 0.02721675 0.02450739 0.02179803 0.01908867 0.01637931 0.01366995 0.01096059 0.00825123 0.00554187 0. 0. 0. 0. 0. 0. ] [0. 0. 0. 0.05972906 0.0570197 0.05431034 0.05160099 0.04889163 0.04618227 0.04347291 0.04076355 0.03805419 0.03534483 0.03263547 0.02992611 0.02721675 0.02450739 0.02179803 0.01908867 0.01637931 0.01366995 0.01096059 0.00825123 0.00554187 0. 0. 0. 0. 0. 0. ] [0.05 0.04084471 0.0322922 0.02413744 0.01575177 0.00891175 0.00483535 0.00314821 0.00231294 0.00204055 0.00200117 0.00200006 0.002 0.002 0.002 0.002 0.002 0.002 0.002 0.002 0.002 0.002 0.002 0.002 0.00178515 0.00132421 0.00104776 0.00100289 0.001 0.001 ] [0. 0. 0. 0.00199391 0.00193306 0.00187221 0.00181136 0.00175051 0.00168966 0.0016288 0.00156795 0.0015071 0.00144625 0.0013854 0.00132454 0.00126369 0.00120284 0.00114199 0.00108114 0.00102028 0.00095943 0.00089858 0.00083773 0.00077688 0.00071602 0.00065517 0.00059432 0.00053347 0. 0. ] [0. 0. 0. 0.04284584 0.04130426 0.03976268 0.0382211 0.03667951 0.03513793 0.03359635 0.03205477 0.03051318 0.0289716 0.02743002 0.02588844 0.02434686 0.02280527 0.02126369 0.02005841 0.02 0.02 0.02 0.02 0.02 0.02 0.02 0.02 0.02 0. 0. ] [0. 0. 0. 0.00199391 0.00193306 0.00187221 0.00181136 0.00175051 0.00168966 0.0016288 0.00156795 0.0015071 0.00144625 0.0013854 0.00132454 0.00126369 0.00120284 0.00114199 0.00108114 0.00102028 0.00095943 0.00089858 0.00083773 0.00077688 0.00071602 0.00065517 0.00059432 0.00053347 0. 0. ] [0. 0. 0. 0.00199391 0.00193306 0.00187221 0.00181136 0.00175051 0.00168966 0.0016288 0.00156795 0.0015071 0.00144625 0.0013854 0.00132454 0.00126369 0.00120284 0.00114199 0.00108114 0.00102028 0.00095943 0.00089858 0.00083773 0.00077688 0.00071602 0.00065517 0.00059432 0.00053347 0. 0. ] [0. 0. 0. 0.04284584 0.04130426 0.03976268 0.0382211 0.03667951 0.03513793 0.03359635 0.03205477 0.03051318 0.0289716 0.02743002 0.02588844 0.02434686 0.02280527 0.02126369 0.02005841 0.02 0.02 0.02 0.02 0.02 0.02 0.02 0.02 0.02 0. 0. ] [0. 0. 0. 0.00199391 0.00193306 0.00187221 0.00181136 0.00175051 0.00168966 0.0016288 0.00156795 0.0015071 0.00144625 0.0013854 0.00132454 0.00126369 0.00120284 0.00114199 0.00108114 0.00102028 0.00095943 0.00089858 0.00083773 0.00077688 0.00071602 0.00065517 0.00059432 0.00053347 0. 0. ]] | 2D array of the thickness of the layers of the blade structure after the parametrization. The first dimension represents each layer, the second dimension represents each entry along blade span.
bos.plant_turbine_spacing | output |  | [7.] | Distance between turbines in rotor diameters
bos.plant_row_spacing | output |  | [7.] | Distance between turbine rows in rotor diameters
bos.commissioning_pct | output |  | [0.01]
bos.decommissioning_pct | output |  | [0.15]
bos.distance_to_substation | output | km | [1.]
bos.distance_to_interconnection | output | km | [8.5]
bos.site_distance | output | km | [115.]
bos.distance_to_landfall | output | km | [50.]
bos.port_cost_per_month | output | USD/mo | [2000000.]
bos.site_auction_price | output | USD | [1.e+08]
bos.site_assessment_plan_cost | output | USD | [1000000.]
bos.site_assessment_cost | output | USD | [25000000.]
bos.construction_operations_plan_cost | output | USD | [2500000.]
bos.boem_review_cost | output | USD | [0.]
bos.design_install_plan_cost | output | USD | [2500000.]
configuration.rated_power | output | W | [15000000.] | Electrical rated power of the generator.
configuration.lifetime | output | year | [25.] | Turbine design lifetime.
configuration.rotor_diameter_user | output | m | [242.23775645] | Diameter of the rotor specified by the user. It is defined as two times the blade length plus the hub diameter.
configuration.hub_height_user | output | m | [150.] | Height of the hub center over the ground (land-based) or the mean sea level (offshore) specified by the user.
configuration.ws_class | output | Unavailable | I | IEC wind turbine class. I - offshore, II coastal, III - land-based, IV - low wind speed site.
configuration.turb_class | output | Unavailable | B | IEC wind turbine category. A - high turbulence intensity (land-based), B - mid turbulence, C - low turbulence (offshore).
configuration.gearbox_type | output | Unavailable | geared | Gearbox configuration (geared, direct-drive, etc.).
configuration.rotor_orientation | output | Unavailable | upwind | Rotor orientation, either upwind or downwind.
configuration.upwind | output | Unavailable | TRUE | Convenient boolean for upwind (True) or downwind (False).
configuration.n_blades | output | Unavailable | 3 | Number of blades of the rotor.
control.V_in | output | m/s | [3.] | Cut in wind speed. This is the wind speed where region II begins.
control.V_out | output | m/s | [25.] | Cut out wind speed. This is the wind speed where region III ends.
control.minOmega | output | rad/s | [0.52359878] | Minimum allowed rotor speed.
control.maxOmega | output | rad/s | [0.79168135] | Maximum allowed rotor speed.
control.max_TS | output | m/s | [95.] | Maximum allowed blade tip speed.
control.max_pitch_rate | output | rad/s | [0.03490659] | Maximum allowed blade pitch rate
control.max_torque_rate | output | N*m/s | [1500000.] | Maximum allowed generator torque rate
control.rated_TSR | output |  | [9.] | Constant tip speed ratio in region II.
control.rated_pitch | output | rad | [0.] | Constant pitch angle in region II.
costs.offset_tcc_per_kW | output | USD/kW | [0.] | Offset to turbine capital cost
costs.bos_per_kW | output | USD/kW | [2454.] | Balance of station/plant capital cost
costs.opex_per_kW | output | USD/kW/year | [110.] | Average annual operational expenditures of the turbine
costs.wake_loss_factor | output |  | [0.15] | The losses in AEP due to waked conditions
costs.fixed_charge_rate | output |  | [0.058] | Fixed charge rate for coe calculation
costs.labor_rate | output | USD/h | [58.8]
costs.painting_rate | output | USD/m**2 | [30.]
costs.blade_mass_cost_coeff | output | USD/kg | [14.6]
costs.hub_mass_cost_coeff | output | USD/kg | [3.9]
costs.pitch_system_mass_cost_coeff | output | USD/kg | [22.1]
costs.spinner_mass_cost_coeff | output | USD/kg | [11.1]
costs.lss_mass_cost_coeff | output | USD/kg | [11.9]
costs.bearing_mass_cost_coeff | output | USD/kg | [4.5]
costs.gearbox_torque_cost | output | USD/kN/m | [50.]
costs.hss_mass_cost_coeff | output | USD/kg | [6.8]
costs.generator_mass_cost_coeff | output | USD/kg | [63.57024217]
costs.bedplate_mass_cost_coeff | output | USD/kg | [2.9]
costs.yaw_mass_cost_coeff | output | USD/kg | [8.3]
costs.converter_mass_cost_coeff | output | USD/kg | [18.8]
costs.transformer_mass_cost_coeff | output | USD/kg | [18.8]
costs.hvac_mass_cost_coeff | output | USD/kg | [362.3333772]
costs.cover_mass_cost_coeff | output | USD/kg | [16.60090142]
costs.elec_connec_machine_rating_cost_coeff | output | USD/kW | [41.85]
costs.platforms_mass_cost_coeff | output | USD/kg | [17.1]
costs.tower_mass_cost_coeff | output | USD/kg | [2.9]
costs.controls_machine_rating_cost_coeff | output | USD/kW | [21.15]
costs.crane_cost | output | USD | [12000.]
costs.electricity_price | output | USD/kW/h | [0.04]
costs.reserve_margin_price | output | USD/kW/year | [120.]
costs.capacity_credit | output |  | [0.]
costs.benchmark_price | output | USD/kW/h | [0.071]
costs.turbine_number | output | Unavailable | 40 | Number of turbines at plant
env.rho_air | output | kg/m**3 | [1.225] | Density of air
env.mu_air | output | kg/m/s | [1.81e-05] | Dynamic viscosity of air
env.shear_exp | output |  | [0.12] | Shear exponent of the wind.
env.speed_sound_air | output | m/s | [340.] | Speed of sound in air.
env.weibull_k | output |  | [2.] | Shape parameter of the Weibull probability density function of the wind.
env.rho_water | output | kg/m**3 | [1025.] | Density of ocean water
env.mu_water | output | kg/m/s | [0.0013351] | Dynamic viscosity of ocean water
env.water_depth | output | m | [30.] | Water depth for analysis. Values > 0 mean offshore
env.Hsig_wave | output | m | [4.52] | Significant wave height
env.Tsig_wave | output | s | [9.45] | Significant wave period
env.G_soil | output | N/m**2 | [1.4e+08] | Shear stress of soil
env.nu_soil | output |  | [0.4] | Poisson ratio of soil
generator.generator_radius_user | output | m | [0.61635157]
generator.generator_mass_user | output | kg | [5116.26265737]
generator.generator_efficiency_user | output |  | [[0.66673458 0.96825176] [0.68427487 0.96825176] [0.70181515 0.96825176] [0.71935544 0.96825176] [0.73689572 0.96825176] [0.75443601 0.96825176] [0.77197629 0.96825176] [0.78951658 0.96825176] [0.80705686 0.96825176] [0.82459715 0.96825176] [0.84213743 0.96825176] [0.85967772 0.96825176] [0.877218 0.96825176] [0.89475829 0.96825176] [0.91229857 0.96825176] [0.92983886 0.96825176] [0.94737914 0.96825176] [0.96491943 0.96825176] [0.98245971 0.96825176] [1. 0.96825176]]
high_level_tower_props.tower_ref_axis | output | m | [[ 0. 0. 15. ] [ 0. 0. 46.6679021 ] [ 0. 0. 91.90776224] [ 0. 0. 119.05167832] [ 0. 0. 144.386 ]] | 2D array of the coordinates (x,y,z) of the tower reference axis. The coordinate system is the global coordinate system of OpenFAST: it is placed at tower base with x pointing downwind, y pointing on the side and z pointing vertically upwards. A standard tower configuration will have zero x and y values and positive z values.
high_level_tower_props.hub_height | output | m | [150.] | Height of the hub in the global reference system, i.e. distance rotor center to ground.
hub.radius | output | m | [3.97] | Radius of the hub. It defines the distance of the blade root from the rotor center along the coned line.
hub.cone | output | rad | [0.06981317] | Cone angle of the rotor. It defines the angle between the rotor plane and the blade pitch axis. A standard machine has positive values.
hub.flange_t2shell_t | output |  | [6.]
hub.flange_OD2hub_D | output |  | [0.6]
hub.flange_ID2flange_OD | output |  | [0.8]
hub.hub_stress_concentration | output |  | [3.]
hub.clearance_hub_spinner | output | m | [0.5]
hub.spin_hole_incr | output |  | [1.2]
hub.pitch_system_scaling_factor | output |  | [0.75]
hub.hub_in2out_circ | output |  | [1.2]
hub.n_front_brackets | output | Unavailable | 5
hub.n_rear_brackets | output | Unavailable | 5
hub.hub_material | output | Unavailable | cast_iron
hub.spinner_material | output | Unavailable | glass_uni
materials.ply_t | output | m | [0. 0. 0. 0. 0.005 0.005 0.00056 0.000636 0. 0. 0. ] | 1D array of the ply thicknesses of the materials. Non-composite materials are kept at 0.
materials.fvf | output |  | [0. 0. 0. 0. 0.57 0.62 0.57 0.57 0. 0. 0. ] | 1D array of the non-dimensional fiber volume fraction of the composite materials. Non-composite materials are kept at 0.
materials.fwf | output |  | [0. 0. 0. 0. 0.74506827 0.71860914 0.74506827 0.74506827 0. 0. 0. ] | 1D array of the non-dimensional fiber weight- fraction of the composite materials. Non-composite materials are kept at 0.
materials.E | output | Pa | [[3.44000e+09 3.44000e+09 3.44000e+09] [2.00000e+11 2.00000e+11 2.00000e+11] [2.05000e+11 2.05000e+11 2.05000e+11] [1.18000e+11 1.18000e+11 1.18000e+11] [4.46000e+10 1.70000e+10 1.67000e+10] [1.40000e+11 9.13000e+09 9.13000e+09] [1.10231e+10 1.10231e+10 1.60477e+10] [2.82114e+10 1.62388e+10 1.58355e+10] [1.29200e+08 1.29200e+08 1.29200e+08] [1.00000e+06 1.00000e+06 1.00000e+06] [4.56000e+06 4.56000e+06 4.56000e+06]] | 2D array of the Youngs moduli of the materials. Each row represents a material, the three columns represent E11, E22 and E33.
materials.G | output | Pa | [[1.32300000e+09 1.32300000e+09 1.32300000e+09] [7.93000000e+10 7.93000000e+10 7.93000000e+10] [8.00000000e+10 8.00000000e+10 8.00000000e+10] [4.76000000e+10 4.76000000e+10 4.76000000e+10] [3.27000000e+09 3.48000000e+09 3.50000000e+09] [4.13100000e+09 4.13100000e+09 2.68900000e+09] [1.32314000e+10 3.48748000e+09 3.48748000e+09] [8.24822000e+09 3.49124000e+09 3.49124000e+09] [4.89469697e+07 4.89469697e+07 4.89469697e+07] [3.12500000e+05 3.12500000e+05 3.12500000e+05] [1.52000000e+06 1.52000000e+06 1.52000000e+06]] | 2D array of the shear moduli of the materials. Each row represents a material, the three columns represent G12, G13 and G23.
materials.nu | output |  | [[0.3 0.3 0.3 ] [0.3 0.3 0.3 ] [0.3 0.3 0.3 ] [0.3 0.3 0.3 ] [0.262 0.35 0.264 ] [0.3133 0.3133 0.47066 ] [0.688074 0.117173 0.117173] [0.497511 0.18091 0.27481 ] [0.32 0.32 0.32 ] [0.3 0.3 0.3 ] [0.49 0.49 0.49 ]] | 2D array of the Poisson ratio of the materials. Each row represents a material, the three columns represent nu12, nu13 and nu23.
materials.Xt | output | Pa | [[7.4000e+01 7.4000e+01 7.4000e+01] [4.5000e+08 4.5000e+08 4.5000e+08] [8.1400e+08 8.1400e+08 8.1400e+08] [3.1000e+08 3.1000e+08 3.1000e+08] [6.0920e+08 3.8100e+07 1.5290e+07] [2.2150e+09 5.0100e+07 0.0000e+00] [4.6210e+07 4.6210e+07 0.0000e+00] [4.3563e+08 7.6440e+07 0.0000e+00] [2.0830e+06 2.0830e+06 2.0830e+06] [0.0000e+00 0.0000e+00 0.0000e+00] [6.9000e+05 6.9000e+05 6.9000e+05]] | 2D array of the Ultimate Tensile Strength (UTS) of the materials. Each row represents a material, the three columns represent Xt12, Xt13 and Xt23.
materials.Xc | output | Pa | [[8.7000e+01 8.7000e+01 8.7000e+01] [4.5000e+08 4.5000e+08 4.5000e+08] [8.1400e+08 8.1400e+08 8.1400e+08] [3.1000e+08 3.1000e+08 3.1000e+08] [4.7471e+08 1.1264e+08 1.1322e+08] [1.5050e+09 5.0100e+07 0.0000e+00] [7.0690e+07 7.0690e+07 0.0000e+00] [3.4310e+08 1.7471e+08 0.0000e+00] [1.5630e+06 1.5630e+06 1.5630e+06] [0.0000e+00 0.0000e+00 0.0000e+00] [4.0000e+05 4.0000e+05 4.0000e+05]] | 2D array of the Ultimate Compressive Strength (UCS) of the materials. Each row represents a material, the three columns represent Xc12, Xc13 and Xc23.
materials.S | output | Pa | [[2.1260e+07 2.1260e+07 2.1260e+07] [0.0000e+00 0.0000e+00 0.0000e+00] [0.0000e+00 0.0000e+00 0.0000e+00] [0.0000e+00 0.0000e+00 0.0000e+00] [1.8910e+07 1.7240e+07 1.3160e+07] [3.0170e+07 1.8970e+07 6.2100e+06] [1.2446e+08 1.8970e+07 6.2100e+06] [8.5060e+07 1.8970e+07 6.2100e+06] [1.2500e+06 1.2500e+06 1.2500e+06] [0.0000e+00 0.0000e+00 0.0000e+00] [3.1000e+05 3.1000e+05 3.1000e+05]] | 2D array of the Ultimate Shear Strength (USS) of the materials. Each row represents a material, the three columns represent S12, S13 and S23.
materials.sigma_y | output | Pa | [0.00e+00 3.45e+08 4.85e+08 2.65e+08 0.00e+00 0.00e+00 0.00e+00 0.00e+00 0.00e+00 0.00e+00 0.00e+00] | Yield stress of the material (in the principle direction for composites).
materials.wohler_exp | output |  | [ 1. 3. 3. 3. 10. 16.1 10. 10. 1. 1. 1. ] | Exponent of S-N Wohler fatigue curve in the form of S = A*N^-(1/m).
materials.wohler_intercept | output |  | [8.7000e+01 4.5000e+08 8.1400e+08 3.1000e+08 6.0920e+08 2.2150e+09 7.0690e+07 4.3563e+08 2.0830e+06 0.0000e+00 6.9000e+05] | Stress-intercept (A) of S-N Wohler fatigue curve in the form of S = A*N^-(1/m), taken as ultimate stress unless otherwise specified.
materials.unit_cost | output | USD/kg | [ 7.23 0.7 0.9 0.5 1.87 37.4 3. 2.86 13. 3.63 9. ] | 1D array of the unit costs of the materials.
materials.waste | output |  | [0.25 0. 0. 0. 0.05 0.01 0.05 0.05 0.2 0. 0. ] | 1D array of the non-dimensional waste fraction of the materials.
materials.roll_mass | output | kg | [ 0. 0. 0. 0. 0. 0. 181.4368 181.4368 0. 0. 0. ] | 1D array of the roll mass of the composite fabrics. Non-composite materials are kept at 0.
materials.orth | output | Unavailable | [0. 0. 0. 0. 1. 1. 1. 1. 0. 0. 0.] | 1D array of flags to set whether a material is isotropic (0) or orthtropic (1). Each entry represents a material.
monopile.s | output |  | [0. 0.46153846 0.53846154 0.61538462 0.76923077 0.92307692 1. ] | 1D array of the non-dimensional grid defined along the tower axis (0-tower base, 1-tower top)
monopile.height | output | m | [65.] | Scalar of the tower height computed along the z axis.
monopile.length | output | m | [65.] | Scalar of the tower length computed along its curved axis. A standard straight tower will be as high as long.
monopile.foundation_height | output | m | [-50.] | Foundation height in respect to the ground level.
monopile.diameter | output | m | [10.99395256 10.99395231 10.99395211 10.99377458 10.99362785 10.99362784 10.99362781] | 1D array of the outer diameter values defined along the tower axis.
monopile.layer_thickness | output | m | [[0.04333408 0.04780912 0.10701835 0.02956996 0.1000477 0.01730335 0.10246983]] | 2D array of the thickness of the layers of the tower structure. The first dimension represents each layer, the second dimension represents each piecewise-constant entry of the tower sections.
monopile.outfitting_factor | output |  | [1.07] | Multiplier that accounts for secondary structure mass inside of tower
monopile.transition_piece_mass | output | kg | [100000.] | point mass of transition piece
monopile.transition_piece_cost | output | USD | [500000.] | cost of transition piece
monopile.gravity_foundation_mass | output | kg | [0.] | extra mass of gravity foundation
monopile.layer_name | output | Unavailable | ['monopile_wall'] | 1D array of the names of the layers modeled in the tower structure.
monopile.layer_mat | output | Unavailable | ['steel'] | 1D array of the names of the materials of each layer modeled in the tower structure.
nacelle.uptilt | output | rad | [0.10471976] | Nacelle uptilt angle. A standard machine has positive values.
nacelle.distance_tt_hub | output | m | [5.614] | Vertical distance from tower top plane to hub flange
nacelle.overhang | output | m | [12.0313] | Horizontal distance from tower top edge to hub flange
nacelle.gearbox_efficiency | output |  | [0.96] | Efficiency of the gearbox. Set to 1.0 for direct-drive
nacelle.gearbox_mass_user | output | kg | [0.] | User override of gearbox mass.
nacelle.gearbox_torque_density | output | N*m/kg | [200.] | Torque density of the gearbox.
nacelle.gearbox_radius_user | output | m | [0.] | User override of gearbox radius (only used if gearbox_mass_user is > 0).
nacelle.gearbox_length_user | output | m | [0.] | User override of gearbox length (only used if gearbox_mass_user is > 0).
nacelle.gear_ratio | output |  | [120.] | Total gear ratio of drivetrain (use 1.0 for direct)
nacelle.distance_hub_mb | output | m | [4.85746282] | Distance from hub flange to first main bearing along shaft
nacelle.distance_mb_mb | output | m | [0.1] | Distance from first to second main bearing along shaft
nacelle.L_generator | output | m | [2.15] | Generator length along shaft
nacelle.lss_diameter | output | m | [1.5 1.75493494] | Diameter of low speed shaft
nacelle.lss_wall_thickness | output | m | [0.13102695 0.02347111] | Thickness of low speed shaft
nacelle.damping_ratio | output |  | [0.005] | Damping ratio for the drivetrain system
nacelle.brake_mass_user | output | kg | [0.] | Override regular regression-based calculation of brake mass with this value
nacelle.hvac_mass_coeff | output | kg/kW/m | [0.025] | Regression-based scaling coefficient on machine rating to get HVAC system mass
nacelle.converter_mass_user | output | kg | [0.] | Override regular regression-based calculation of converter mass with this value
nacelle.transformer_mass_user | output | kg | [0.] | Override regular regression-based calculation of transformer mass with this value
nacelle.hss_length | output | m | [1.60281176] | Length of high speed shaft
nacelle.hss_diameter | output | m | [0.53305502 0.52458947] | Diameter of high speed shaft
nacelle.hss_wall_thickness | output | m | [0.00100723 0.00100712] | Wall thickness of high speed shaft
nacelle.bedplate_flange_width | output | m | [0.01525862] | Bedplate I-beam flange width
nacelle.bedplate_flange_thickness | output | m | [0.38649461] | Bedplate I-beam flange thickness
nacelle.bedplate_web_thickness | output | m | [0.07919403] | Bedplate I-beam web thickness
nacelle.mb1Type | output | Unavailable | CARB | Type of main bearing: CARB / CRB / SRB / TRB
nacelle.mb2Type | output | Unavailable | SRB | Type of main bearing: CARB / CRB / SRB / TRB
nacelle.uptower | output | Unavailable | TRUE | If power electronics are located uptower (True) or at tower base (False)
nacelle.lss_material | output | Unavailable | steel_drive | Material name identifier for the low speed shaft
nacelle.hss_material | output | Unavailable | steel_drive | Material name identifier for the high speed shaft
nacelle.bedplate_material | output | Unavailable | steel | Material name identifier for the bedplate
nacelle.gear_configuration | output | Unavailable | eep | 3-letter string of Es or Ps to denote epicyclic or parallel gear configuration
nacelle.planet_numbers | output | Unavailable | [3, 3, 0] | Number of planets for epicyclic stages (use 0 for parallel)
tower.ref_axis | output | m | [[ 0. 0. 15.] [ 0. 0. 50.] [ 0. 0. 100.] [ 0. 0. 130.] [ 0. 0. 158.]] | 2D array of the coordinates (x,y,z) of the tower reference axis. The coordinate system is the global coordinate system of OpenFAST: it is placed at tower base with x pointing downwind, y pointing on the side and z pointing vertically upwards. A standard tower configuration will have zero x and y values and positive z values.
tower.diameter | output | m | [10.99362781 10.99362798 10.993628 9.6731179 6.01837381] | 1D array of the outer diameter values defined along the tower axis.
tower.cd | output |  | [0.5 0.5 0.5 0.5 0.5] | 1D array of the drag coefficients defined along the tower height.
tower.layer_thickness | output | m | [[0.0618046 0.03331697 0.02128519 0.00441779 0.02083471]] | 2D array of the thickness of the layers of the tower structure. The first dimension represents each layer, the second dimension represents each piecewise-constant entry of the tower sections.
tower.outfitting_factor | output |  | [1.07] | Multiplier that accounts for secondary structure mass inside of tower
tower.layer_name | output | Unavailable | ['tower_wall'] | 1D array of the names of the layers modeled in the tower structure.
tower.layer_mat | output | Unavailable | ['steel'] | 1D array of the names of the materials of each layer modeled in the tower structure.
tower_grid.s | output |  | [0. 0.24475524 0.59440559 0.8041958 1. ] | 1D array of the non-dimensional grid defined along the tower axis (0-tower base, 1-tower top)
tower_grid.height | output | m | [129.386] | Scalar of the tower height computed along the z axis.
tower_grid.length | output | m | [129.386] | Scalar of the tower length computed along its curved axis. A standard straight tower will be as high as long.
tower_grid.foundation_height | output | m | [15.] | Foundation height in respect to the ground level.