## Sheet1
variables | type | units | values | description
financese.machine_rating | input | kW | [15000.]
financese.offset_tcc_per_kW | input | USD/kW | [0.]
financese.opex_per_kW | input | USD/kW/year | [137.]
financese.plant_aep_in | input | kW*h | [0.]
financese.wake_loss_factor | input |  | [0.15]
financese.fixed_charge_rate | input |  | [0.056]
financese.electricity_price | input | USD/kW/h | [0.04]
financese.reserve_margin_price | input | USD/kW/year | [120.]
financese.capacity_credit | input |  | [0.]
financese.benchmark_price | input | USD/kW/h | [0.071]
financese.turbine_number | input | Unavailable | 40
orbit.site_depth | input | m | [60.] | Site depth.
orbit.site_distance | input | km | [115.] | Distance from site to installation port.
orbit.site_distance_to_landfall | input | km | [50.] | Distance from site to landfall for export cable.
orbit.interconnection_distance | input | km | [8.5] | Distance from landfall to interconnection.
orbit.plant_turbine_spacing | input |  | [7.] | Turbine spacing in rotor diameters.
orbit.plant_row_spacing | input |  | [7.] | Row spacing in rotor diameters. Not used in ring layouts.
orbit.plant_substation_distance | input | km | [1.] | Distance from first turbine in string to substation.
orbit.turbine_rating | input | MW | [15.] | Rated capacity of a turbine.
orbit.tower_deck_space | input | m**2 | [25.] | Deck space required to transport the tower. Defaults to 0 in order to not be a constraint on installation.
orbit.nacelle_deck_space | input | m**2 | [25.] | Deck space required to transport the rotor nacelle assembly (RNA). Defaults to 0 in order to not be a constraint on installation.
orbit.blade_deck_space | input | m**2 | [100.] | Deck space required to transport a blade. Defaults to 0 in order to not be a constraint on installation.
orbit.mooring_line_mass | input | kg | [10000.] | Total mass of a mooring line
orbit.mooring_line_diameter | input | m | [0.1] | Cross-sectional diameter of a mooring line
orbit.mooring_line_length | input | m | [1000.] | Unstretched mooring line length
orbit.anchor_mass | input | kg | [10000.] | Total mass of an anchor
orbit.mooring_line_cost | input | USD | [500000.] | Mooring line unit cost.
orbit.mooring_anchor_cost | input | USD | [100000.] | Mooring line unit cost.
orbit.port_cost_per_month | input | USD/mo | [2000000.] | Monthly port costs.
orbit.takt_time | input | h | [170.] | Substructure assembly cycle time when doing assembly at the port.
orbit.floating_substructure_cost | input | USD | [10000000.] | Floating substructure unit cost.
orbit.monopile_diameter | input | m | [10.] | Diameter of monopile.
orbit.jacket_length | input | m | [65.] | Length/height of jacket (including pile/buckets).
orbit.jacket_mass | input | t | [900.] | mass of an individual jacket.
orbit.jacket_cost | input | USD | [4000000.] | Jacket unit cost.
orbit.jacket_r_foot | input | m | [10.] | Radius of jacket legs at base from centeroid.
orbit.transition_piece_mass | input | t | [100.] | mass of an individual transition piece.
orbit.transition_piece_deck_space | input | m**2 | [25.] | Deck space required to transport a transition piece. Defaults to 0 in order to not be a constraint on installation.
orbit.transition_piece_cost | input | USD | [500000.] | Transition piece unit cost.
orbit.site_auction_price | input | USD | [1.e+08] | Cost to secure site lease
orbit.site_assessment_plan_cost | input | USD | [1000000.] | Cost to do engineering plan for site assessment
orbit.site_assessment_cost | input | USD | [25000000.] | Cost to execute site assessment
orbit.construction_operations_plan_cost | input | USD | [2500000.] | Cost to do construction planning
orbit.boem_review_cost | input | USD | [0.] | Cost for additional review by U.S. Dept of Interior Bureau of Ocean Energy Management (BOEM)
orbit.design_install_plan_cost | input | USD | [2500000.] | Cost to do installation planning
orbit.commissioning_pct | input |  | [0.01] | Commissioning percent.
orbit.decommissioning_pct | input |  | [0.15] | Decommissioning percent.
orbit.wtiv | input | Unavailable | example_wtiv | Vessel configuration to use for installation of foundations and turbines.
orbit.feeder | input | Unavailable | future_feeder | Vessel configuration to use for (optional) feeder barges.
orbit.num_feeders | input | Unavailable | 1 | Number of feeder barges to use for installation of foundations and turbines.
orbit.num_towing | input | Unavailable | 1 | Number of towing vessels to use for floating platforms that are assembled at port (with or without the turbine).
orbit.num_station_keeping | input | Unavailable | 3 | Number of station keeping vessels that attach to floating platforms under tow-out.
orbit.oss_install_vessel | input | Unavailable | example_heavy_lift_vessel | Vessel configuration to use for installation of offshore substations.
orbit.number_of_turbines | input | Unavailable | 40 | Number of turbines.
orbit.number_of_blades | input | Unavailable | 3 | Number of blades per turbine.
orbit.num_mooring_lines | input | Unavailable | 3 | Number of mooring lines per platform.
orbit.anchor_type | input | Unavailable | drag_embedment | Number of mooring lines per platform.
orbit.num_assembly_lines | input | Unavailable | 1 | Number of assembly lines used when assembly occurs at the port.
orbit.num_port_cranes | input | Unavailable | 1 | Number of cranes used at the port to load feeders / WTIVS when assembly occurs on-site or assembly cranes when assembling at port.
outputs_2_screen.My_std | input | N*m | [0.]
outputs_2_screen.flp1_std | input | deg | [0.]
outputs_2_screen.PC_omega | input | rad/s | [0.]
outputs_2_screen.PC_zeta | input |  | [0.]
outputs_2_screen.VS_omega | input | rad/s | [0.]
outputs_2_screen.VS_zeta | input |  | [0.]
outputs_2_screen.Flp_omega | input | rad/s | [0.]
outputs_2_screen.Flp_zeta | input |  | [0.]
drivese.bear1.D_bearing | input | m | [0.]
drivese.bear1.D_shaft | input | m | [1.5]
drivese.bear1.bearing_type | input | Unavailable | CARB
drivese.bear2.D_bearing | input | m | [0.]
drivese.bear2.D_shaft | input | m | [1.75493494]
drivese.bear2.bearing_type | input | Unavailable | SRB
drivese.tilt | input | deg | [6.]
drivese.D_top | input | m | [5.999]
drivese.bedplate_flange_width | input | m | [0.01525862]
drivese.bedplate_flange_thickness | input | m | [0.38649461]
drivese.bedplate_web_thickness | input | m | [0.07919403]
drivese.stator_deflection_allowable | input | m | [0.0001]
drivese.stator_angle_allowable | input | rad | [0.001]
drivese.upwind | input | Unavailable | TRUE
drivese.brake_mass_user | input | kg | [0.]
drivese.s_rotor | input | m | [0.]
drivese.gear_ratio | input |  | [120.]
drivese.damping_ratio | input |  | [0.005]
drivese.machine_rating | input | kW | [15000.]
drivese.converter_mass_user | input | kg | [0.]
drivese.transformer_mass_user | input | kg | [0.]
drivese.gearbox_mass_user | input | kg | [0.]
drivese.gearbox_torque_density | input | N*m/kg | [200.]
drivese.gearbox_radius_user | input | m | [0.]
drivese.gearbox_length_user | input | m | [0.]
drivese.gear_configuration | input | Unavailable | eep
drivese.planet_numbers | input | Unavailable | [3, 3, 0]
drivese.L_generator | input | m | [2.15]
drivese.generator_mass_user | input | kg | [5116.26265737]
drivese.generator_radius_user | input | m | [0.61635157]
drivese.generator_efficiency_user | input |  | [[0.66673458 0.96825176] [0.68427487 0.96825176] [0.70181515 0.96825176] [0.71935544 0.96825176] [0.73689572 0.96825176] [0.75443601 0.96825176] [0.77197629 0.96825176] [0.78951658 0.96825176] [0.80705686 0.96825176] [0.82459715 0.96825176] [0.84213743 0.96825176] [0.85967772 0.96825176] [0.877218 0.96825176] [0.89475829 0.96825176] [0.91229857 0.96825176] [0.92983886 0.96825176] [0.94737914 0.96825176] [0.96491943 0.96825176] [0.98245971 0.96825176] [1. 0.96825176]]
drivese.hss_diameter | input | m | [0.53305502 0.52458947]
drivese.hss_wall_thickness | input | m | [0.00100723 0.00100712]
drivese.flange_t2shell_t | input |  | [6.]
drivese.flange_OD2hub_D | input |  | [0.6]
drivese.flange_ID2flange_OD | input |  | [0.8]
drivese.hub_stress_concentration | input |  | [3.]
drivese.hub_diameter | input | m | [10.]
drivese.hub_in2out_circ | input |  | [1.2]
drivese.hub_shell.n_blades | input | Unavailable | 3
drivese.stop_time | input | s | [5.]
drivese.pitch_system_scaling_factor | input |  | [0.75]
drivese.n_blades | input | Unavailable | 3
drivese.clearance_hub_spinner | input | m | [0.5]
drivese.spin_hole_incr | input |  | [1.2]
drivese.n_front_brackets | input | Unavailable | 5
drivese.n_rear_brackets | input | Unavailable | 5
drivese.L_12 | input | m | [0.1]
drivese.L_h1 | input | m | [4.85746282]
drivese.overhang | input | m | [12.0313]
drivese.drive_height | input | m | [5.614]
drivese.lss_diameter | input | m | [1.5 1.75493494]
drivese.lss_wall_thickness | input | m | [0.13102695 0.02347111]
drivese.L_hss | input | m | [1.60281176]
drivese.shaft_deflection_allowable | input | m | [0.0001]
drivese.shaft_angle_allowable | input | rad | [0.001]
drivese.E_mat | input | Pa | [[3.440e+09 3.440e+09 3.440e+09] [2.000e+11 2.000e+11 2.000e+11] [2.050e+11 2.050e+11 2.050e+11] [1.180e+11 1.180e+11 1.180e+11] [4.460e+10 1.700e+10 1.670e+10] [1.145e+11 8.390e+09 8.390e+09] [1.110e+10 1.110e+10 1.670e+10] [2.870e+10 1.660e+10 1.670e+10] [1.292e+08 1.292e+08 1.292e+08] [1.000e+06 1.000e+06 1.000e+06] [4.560e+06 4.560e+06 4.560e+06]]
drivese.G_mat | input | Pa | [[1.32300000e+09 1.32300000e+09 1.32300000e+09] [7.93000000e+10 7.93000000e+10 7.93000000e+10] [8.00000000e+10 8.00000000e+10 8.00000000e+10] [4.76000000e+10 4.76000000e+10 4.76000000e+10] [3.27000000e+09 3.48000000e+09 3.50000000e+09] [5.99000000e+09 5.99000000e+09 5.99000000e+09] [1.35300000e+10 3.49000000e+09 3.49000000e+09] [8.40000000e+09 3.49000000e+09 3.49000000e+09] [4.89469697e+07 4.89469697e+07 4.89469697e+07] [3.12500000e+05 3.12500000e+05 3.12500000e+05] [1.52000000e+06 1.52000000e+06 1.52000000e+06]]
drivese.Xt_mat | input | Pa | [[7.400e+01 7.400e+01 7.400e+01] [4.500e+08 4.500e+08 4.500e+08] [8.140e+08 8.140e+08 8.140e+08] [3.100e+08 3.100e+08 3.100e+08] [6.092e+08 3.810e+07 1.529e+07] [1.546e+09 0.000e+00 0.000e+00] [4.290e+07 4.260e+07 1.530e+07] [3.960e+08 7.640e+07 1.530e+07] [2.083e+06 2.083e+06 2.083e+06] [0.000e+00 0.000e+00 0.000e+00] [6.900e+05 6.900e+05 6.900e+05]]
drivese.Xy_mat | input | Pa | [0.00e+00 3.45e+08 4.85e+08 2.65e+08 0.00e+00 0.00e+00 0.00e+00 0.00e+00 0.00e+00 0.00e+00 0.00e+00]
drivese.wohler_exp_mat | input |  | [ 1. 3. 3. 3. 10. 16.1 10. 10. 1. 1. 1. ]
drivese.wohler_A_mat | input |  | [8.70000000e+01 3.55346484e+10 3.55346484e+10 3.55346484e+10 6.09200000e+08 1.54600000e+09 1.13200000e+08 4.48900000e+08 2.08300000e+06 0.00000000e+00 6.90000000e+05]
drivese.rho_mat | input | kg/m**3 | [1235. 7800. 7850. 7200. 1940. 1220. 1940. 1940. 130. 1150. 1100.]
drivese.unit_cost_mat | input | USD/kg | [ 7.23 0.7 0.9 0.5 1.87 30. 3. 2.86 13. 3.63 9. ]
drivese.material_names | input | Unavailable | ['Gelcoat', 'steel', 'steel_drive', 'cast_iron', 'glass_uni', 'CarbonUD', 'glass_biax', 'glass_triax', 'medium_density_foam', 'resin', 'adhesive']
drivese.lss_material | input | Unavailable | steel_drive
drivese.hss_material | input | Unavailable | steel_drive
drivese.hub_material | input | Unavailable | cast_iron
drivese.spinner_material | input | Unavailable | glass_uni
drivese.bedplate_material | input | Unavailable | steel
drivese.hvac_mass_coeff | input | kg/kW/m | [0.025]
drivese.nose_mass | input | kg | [0.]
drivese.nose_cm | input | m | [0.]
drivese.nose_I | input | kg*m**2 | [0. 0. 0.]
drivese.x_bedplate | input | m | [0. 0. 0. 0. 0. 0. 0. 0. 0. 0. 0. 0.]
drivese.uptower | input | Unavailable | TRUE
drivese.minimum_rpm | input | rpm | [5.]
fixedse.yaw | input | deg | [0.]
fixedse.rho_water | input | kg/m**3 | [1025.]
fixedse.z0 | input | m | [0.]
fixedse.water_depth | input | m | [-60.]
fixedse.Uc | input | m/s | [0.] | mean current speed
fixedse.Hsig_wave | input | m | [4.52]
fixedse.Tsig_wave | input | s | [9.45]
fixedse.beta_wave | input | deg | [0.]
fixedse.mu_water | input | kg/m/s | [0.0013351]
fixedse.ca_usr | input |  | [-1.]
fixedse.cd_usr | input |  | [-1.]
fixedse.shearExp | input |  | [0.12]
fixedse.beta_wind | input | deg | [0.]
fixedse.rho_air | input | kg/m**3 | [1.225]
fixedse.mu_air | input | kg/m/s | [1.81e-05]
fixedse.s_all | input |  | [0. 0. 0. 0. 0. 0. 0. 0. 0. 0. 0. 0. 0. 0. 0. 0. 0. 0. 0.]
fixedse.member.s_ghost1 | input |  | [0.]
fixedse.member.s_ghost2 | input |  | [1.]
fixedse.s_const2 | input |  | [0.]
fixedse.monopile_layer_thickness | input | m | [[0.09991022 0.2 0.2 0.2 0.15519485 0.16376747 0.12820485]]
fixedse.monopile_outer_diameter_in | input | m | [10. 10. 10. 10. 10. 10. 10.]
fixedse.E_mat | input | Pa | [[3.440e+09 3.440e+09 3.440e+09] [2.000e+11 2.000e+11 2.000e+11] [2.050e+11 2.050e+11 2.050e+11] [1.180e+11 1.180e+11 1.180e+11] [4.460e+10 1.700e+10 1.670e+10] [1.145e+11 8.390e+09 8.390e+09] [1.110e+10 1.110e+10 1.670e+10] [2.870e+10 1.660e+10 1.670e+10] [1.292e+08 1.292e+08 1.292e+08] [1.000e+06 1.000e+06 1.000e+06] [4.560e+06 4.560e+06 4.560e+06]]
fixedse.E_user | input | Pa | [0.]
fixedse.G_mat | input | Pa | [[1.32300000e+09 1.32300000e+09 1.32300000e+09] [7.93000000e+10 7.93000000e+10 7.93000000e+10] [8.00000000e+10 8.00000000e+10 8.00000000e+10] [4.76000000e+10 4.76000000e+10 4.76000000e+10] [3.27000000e+09 3.48000000e+09 3.50000000e+09] [5.99000000e+09 5.99000000e+09 5.99000000e+09] [1.35300000e+10 3.49000000e+09 3.49000000e+09] [8.40000000e+09 3.49000000e+09 3.49000000e+09] [4.89469697e+07 4.89469697e+07 4.89469697e+07] [3.12500000e+05 3.12500000e+05 3.12500000e+05] [1.52000000e+06 1.52000000e+06 1.52000000e+06]]
fixedse.sigma_y_mat | input | Pa | [0.00e+00 3.45e+08 4.85e+08 2.65e+08 0.00e+00 0.00e+00 0.00e+00 0.00e+00 0.00e+00 0.00e+00 0.00e+00]
fixedse.sigma_ult_mat | input | Pa | [[7.400e+01 7.400e+01 7.400e+01] [4.500e+08 4.500e+08 4.500e+08] [8.140e+08 8.140e+08 8.140e+08] [3.100e+08 3.100e+08 3.100e+08] [6.092e+08 3.810e+07 1.529e+07] [1.546e+09 0.000e+00 0.000e+00] [4.290e+07 4.260e+07 1.530e+07] [3.960e+08 7.640e+07 1.530e+07] [2.083e+06 2.083e+06 2.083e+06] [0.000e+00 0.000e+00 0.000e+00] [6.900e+05 6.900e+05 6.900e+05]]
fixedse.wohler_exp_mat | input |  | [ 1. 3. 3. 3. 10. 16.1 10. 10. 1. 1. 1. ]
fixedse.wohler_A_mat | input |  | [8.70000000e+01 3.55346484e+10 3.55346484e+10 3.55346484e+10 6.09200000e+08 1.54600000e+09 1.13200000e+08 4.48900000e+08 2.08300000e+06 0.00000000e+00 6.90000000e+05]
fixedse.rho_mat | input | kg/m**3 | [1235. 7800. 7850. 7200. 1940. 1220. 1940. 1940. 130. 1150. 1100.]
fixedse.unit_cost_mat | input | USD/kg | [ 7.23 0.7 0.9 0.5 1.87 30. 3. 2.86 13. 3.63 9. ]
fixedse.outfitting_factor_in | input |  | [1.07]
fixedse.monopile_layer_materials | input | Unavailable | ['steel']
fixedse.member.ballast_materials | input | Unavailable | []
fixedse.material_names | input | Unavailable | ['Gelcoat', 'steel', 'steel_drive', 'cast_iron', 'glass_uni', 'CarbonUD', 'glass_biax', 'glass_triax', 'medium_density_foam', 'resin', 'adhesive']
fixedse.labor_cost_rate | input | USD/min | [0.98]
fixedse.painting_cost_rate | input | USD/m**2 | [30.]
fixedse.transition_piece_mass | input | kg | [100000.]
fixedse.transition_piece_cost | input | USD | [500000.]
fixedse.gravity_foundation_mass | input | kg | [0.]
fixedse.post.section_L | input | m | [0. 0. 0. 0. 0. 0. 0. 0. 0. 0. 0. 0. 0. 0. 0. 0. 0. 0.]
fixedse.post_monopile_tower.section_rho | input | kg/m**3 | [0. 0. 0. 0. 0. 0. 0. 0. 0. 0. 0. 0. 0. 0. 0. 0. 0. 0. 0. 0. 0. 0. 0. 0. 0. 0. 0. 0. 0. 0.]
fixedse.post_monopile_tower.section_E | input | Pa | [0. 0. 0. 0. 0. 0. 0. 0. 0. 0. 0. 0. 0. 0. 0. 0. 0. 0. 0. 0. 0. 0. 0. 0. 0. 0. 0. 0. 0. 0.]
fixedse.post_monopile_tower.section_G | input | Pa | [0. 0. 0. 0. 0. 0. 0. 0. 0. 0. 0. 0. 0. 0. 0. 0. 0. 0. 0. 0. 0. 0. 0. 0. 0. 0. 0. 0. 0. 0.]
fixedse.post_monopile_tower.section_L | input | m | [0. 0. 0. 0. 0. 0. 0. 0. 0. 0. 0. 0. 0. 0. 0. 0. 0. 0. 0. 0. 0. 0. 0. 0. 0. 0. 0. 0. 0. 0.]
fixedse.tower_base_diameter | input | m | [10.]
fixedse.monopile_top_diameter | input | m | [10.]
fixedse.G_soil | input | Pa | [1.4e+08]
fixedse.nu_soil | input |  | [0.4]
fixedse.soil.k_usr | input | N/m | [-1. -1. -1. -1. -1. -1.]
rotorse.ccblade.Uhub | input | m/s | [9.] | Undisturbed wind speed
rotorse.tsr | input |  | [9.] | Tip speed ratio
rotorse.pitch | input | deg | [0.] | Pitch angle
rotorse.ccblade.s_opt_chord | input |  | [0. 0.03448276 0.06896552 0.10344828 0.13793103 0.17241379 0.20689655 0.24137931 0.27586207 0.31034483 0.34482759 0.37931034 0.4137931 0.44827586 0.48275862 0.51724138 0.55172414 0.5862069 0.62068966 0.65517241 0.68965517 0.72413793 0.75862069 0.79310345 0.82758621 0.86206897 0.89655172 0.93103448 0.96551724 1. ] | 1D array of the non-dimensional spanwise grid defined along blade axis to optimize the blade chord
rotorse.ccblade.s_opt_theta | input |  | [0. 0.03448276 0.06896552 0.10344828 0.13793103 0.17241379 0.20689655 0.24137931 0.27586207 0.31034483 0.34482759 0.37931034 0.4137931 0.44827586 0.48275862 0.51724138 0.55172414 0.5862069 0.62068966 0.65517241 0.68965517 0.72413793 0.75862069 0.79310345 0.82758621 0.86206897 0.89655172 0.93103448 0.96551724 1. ] | 1D array of the non-dimensional spanwise grid defined along blade axis to optimize the blade twist
rotorse.ccblade.aoa_op | input | rad | [3.14159265 3.14159265 3.14159265 3.14159265 3.14159265 3.14159265 3.14159265 3.14159265 3.14159265 3.14159265 3.14159265 3.14159265 3.14159265 3.14159265 3.14159265 3.14159265 3.14159265 3.14159265 3.14159265 3.14159265 3.14159265 3.14159265 3.14159265 3.14159265 3.14159265 3.14159265 3.14159265 3.14159265 3.14159265 3.14159265] | 1D array with the operational angles of attack for the airfoils along blade span.
rotorse.airfoils_aoa | input | deg | [-180. -177. -174. -171. -168. -165. -162. -159. -156. -153. -150. -147. -144. -141. -138. -135. -132. -129. -126. -123. -120. -117. -114. -111. -108. -105. -102. -99. -96. -93. -90. -87. -84. -81. -78. -75. -72. -69. -66. -63. -60. -57. -54. -51. -48. -45. -42. -39. -36. -33. -30. -29.39393939 -28.78787879 -28.18181818 -27.57575758 -26.96969697 -26.36363636 -25.75757576 -25.15151515 -24.54545455 -23.93939394 -23.33333333 -22.72727273 -22.12121212 -21.51515152 -20.90909091 -20.3030303 -19.6969697 -19.09090909 -18.48484848 -17.87878788 -17.27272727 -16.66666667 -16.06060606 -15.45454545 -14.84848485 -14.24242424 -13.63636364 -13.03030303 -12.42424242 -11.81818182 -11.21212121 -10.60606061 -10. -9.39393939 -8.78787879 -8.18181818 -7.57575758 -6.96969697 -6.36363636 -5.75757576 -5.15151515 -4.54545455 -3.93939394 -3.33333333 -2.72727273 -2.12121212 -1.51515152 -0.90909091 -0.3030303 0.3030303 0.90909091 1.51515152 2.12121212 2.72727273 3.33333333 3.93939394 4.54545455 5.15151515 5.75757576 6.36363636 6.96969697 7.57575758 8.18181818 8.78787879 9.39393939 10. 10.60606061 11.21212121 11.81818182 12.42424242 13.03030303 13.63636364 14.24242424 14.84848485 15.45454545 16.06060606 16.66666667 17.27272727 17.87878788 18.48484848 19.09090909 19.6969697 20.3030303 20.90909091 21.51515152 22.12121212 22.72727273 23.33333333 23.93939394 24.54545455 25.15151515 25.75757576 26.36363636 26.96969697 27.57575758 28.18181818 28.78787879 29.39393939 30. 33. 36. 39. 42. 45. 48. 51. 54. 57. 60. 63. 66. 69. 72. 75. 78. 81. 84. 87. 90. 93. 96. 99. 102. 105. 108. 111. 114. 117. 120. 123. 126. 129. 132. 135. 138. 141. 144. 147. 150. 153. 156. 159. 162. 165. 168. 171. 174. 177. 180. ] | angle of attack grid for polars
rotorse.airfoils_Re | input |  | [1000000.] | Reynolds numbers of polars
rotorse.precone | input | deg | [4.] | precone angle
rotorse.tilt | input | deg | [6.] | shaft tilt
rotorse.yaw | input | deg | [0.] | yaw error
rotorse.rho_air | input | kg/m**3 | [1.225] | density of air
rotorse.mu_air | input | kg/m/s | [1.81e-05] | dynamic viscosity of air
rotorse.shearExp | input |  | [0.12] | shear exponent
rotorse.nBlades | input | Unavailable | 3 | number of blades
rotorse.nSector | output | Unavailable | 4 | number of sectors to divide rotor face into in computing thrust and power
rotorse.tiploss | output | Unavailable | TRUE | include Prandtl tip loss model
rotorse.hubloss | output | Unavailable | TRUE | include Prandtl hub loss model
rotorse.wakerotation | output | Unavailable | TRUE | include effect of wake rotation (i.e., tangential induction factor is nonzero)
rotorse.usecd | output | Unavailable | TRUE | use drag coefficient in computing induction factors
rotorse.rc.layer_web | input |  | [0. 0. 0. 0. 0. 0. 0. 0. 0. 0. 0. 0. 1. 1. 1. 2. 2. 2.] | 1D array of the web id the layer is associated to. If the layer is on the outer profile, this entry can simply stay equal to 0.
rotorse.rc.rho | input | kg/m**3 | [1235. 7800. 7850. 7200. 1940. 1220. 1940. 1940. 130. 1150. 1100.] | 1D array of the density of the materials. For composites, this is the density of the laminate.
rotorse.rc.unit_cost | input | USD/kg | [ 7.23 0.7 0.9 0.5 1.87 30. 3. 2.86 13. 3.63 9. ] | 1D array of the unit costs of the materials.
rotorse.rc.waste | input |  | [0.25 0. 0. 0. 0.05 0.05 0.15 0.15 0.2 0. 0. ] | 1D array of the non-dimensional waste fraction of the materials.
rotorse.rc.rho_fiber | input | kg/m**3 | [ 0. 0. 0. 0. 2535.5 1800. 2535.5 2535.5 0. 0. 0. ] | 1D array of the density of the fibers of the materials.
rotorse.rc.roll_mass | input | kg | [ 0. 0. 0. 0. 0. 0. 181.4368 181.4368 0. 0. 0. ] | 1D array of the roll mass of the composite fabrics. Non-composite materials are kept at 0.
rotorse.rc.flange_adhesive_squeezed | input |  | [0.2] | Extra width of the adhesive once squeezed
rotorse.rc.flange_thick | input | m | [0.008] | Average thickness of adhesive
rotorse.rc.flange_width | input | m | [0.05] | Average width of adhesive lines
rotorse.rc.t_bolt_unit_cost | input | USD | [25.] | Cost of one t-bolt
rotorse.rc.t_bolt_unit_mass | input | kg | [2.5] | Mass of one t-bolt
rotorse.rc.t_bolt_spacing | input | m | [0.15] | Spacing of t-bolts along blade root circumference
rotorse.rc.barrel_nut_unit_cost | input | USD | [12.] | Cost of one barrel nut
rotorse.rc.barrel_nut_unit_mass | input | kg | [1.9] | Mass of one barrel nut
rotorse.rc.LPS_unit_mass | input | kg/m | [1.] | Unit mass of the lightining protection system. Linear scaling based on the weight of 150 lbs for the 61.5 m NREL 5MW blade
rotorse.rc.LPS_unit_cost | input | USD/m | [40.] | Unit cost of the lightining protection system. Linear scaling based on the cost of 2500$ for the 61.5 m NREL 5MW blade
rotorse.rc.root_preform_length | input |  | [0.01] | Percentage of blade length starting from blade root that is preformed and later inserted into the mold
rotorse.rc.definition_layer | input | Unavailable | [ 9. 9. 2. 2. 5. 7. 8. 6. 6. 6. 6. 9. 10. 10. 10. 10. 10. 10.] | 1D array of flags identifying how layers are specified in the yaml. 1) all around (skin, paint, ) 2) offset+rotation twist+width (spar caps) 3) offset+user defined rotation+width 4) midpoint TE+width (TE reinf) 5) midpoint LE+width (LE reinf) 6) layer position fixed to other layer (core fillers) 7) start and width 8) end and width 9) start and end nd 10) web layer
rotorse.rc.mat_name | input | Unavailable | ['Gelcoat', 'steel', 'steel_drive', 'cast_iron', 'glass_uni', 'CarbonUD', 'glass_biax', 'glass_triax', 'medium_density_foam', 'resin', 'adhesive'] | 1D array of names of materials.
rotorse.rc.orth | input | Unavailable | [0. 0. 0. 0. 1. 1. 1. 1. 0. 0. 0.] | 1D array of flags to set whether a material is isotropic (0) or orthtropic (1). Each entry represents a material.
rotorse.rc.component_id | input | Unavailable | [ 0. -1. -1. -1. 5. 4. 3. 2. 1. -1. -1.] | 1D array of flags to set whether a material is used in a blade: 0 - coating, 1 - sandwich filler , 2 - shell skin, 3 - shear webs, 4 - spar caps, 5 - TE/LE reinf.
rotorse.re.precomp.uptilt | input | deg | [6.] | Nacelle uptilt angle. A standard machine has positive values.
rotorse.re.precomp.layer_web | input |  | [0. 0. 0. 0. 0. 0. 0. 0. 0. 0. 0. 0. 1. 1. 1. 2. 2. 2.] | 1D array of the web id the layer is associated to. If the layer is on the outer profile, this entry can simply stay equal to 0.
rotorse.re.precomp.fiber_orientation | input | deg | [[0. 0. 0. 0. 0. 0. 0. 0. 0. 0. 0. 0. 0. 0. 0. 0. 0. 0. 0. 0. 0. 0. 0. 0. 0. 0. 0. 0. 0. 0.] [0. 0. 0. 0. 0. 0. 0. 0. 0. 0. 0. 0. 0. 0. 0. 0. 0. 0. 0. 0. 0. 0. 0. 0. 0. 0. 0. 0. 0. 0.] [0. 0. 0. 0. 0. 0. 0. 0. 0. 0. 0. 0. 0. 0. 0. 0. 0. 0. 0. 0. 0. 0. 0. 0. 0. 0. 0. 0. 0. 0.] [0. 0. 0. 0. 0. 0. 0. 0. 0. 0. 0. 0. 0. 0. 0. 0. 0. 0. 0. 0. 0. 0. 0. 0. 0. 0. 0. 0. 0. 0.] [0. 0. 0. 0. 0. 0. 0. 0. 0. 0. 0. 0. 0. 0. 0. 0. 0. 0. 0. 0. 0. 0. 0. 0. 0. 0. 0. 0. 0. 0.] [0. 0. 0. 0. 0. 0. 0. 0. 0. 0. 0. 0. 0. 0. 0. 0. 0. 0. 0. 0. 0. 0. 0. 0. 0. 0. 0. 0. 0. 0.] [0. 0. 0. 0. 0. 0. 0. 0. 0. 0. 0. 0. 0. 0. 0. 0. 0. 0. 0. 0. 0. 0. 0. 0. 0. 0. 0. 0. 0. 0.] [0. 0. 0. 0. 0. 0. 0. 0. 0. 0. 0. 0. 0. 0. 0. 0. 0. 0. 0. 0. 0. 0. 0. 0. 0. 0. 0. 0. 0. 0.] [0. 0. 0. 0. 0. 0. 0. 0. 0. 0. 0. 0. 0. 0. 0. 0. 0. 0. 0. 0. 0. 0. 0. 0. 0. 0. 0. 0. 0. 0.] [0. 0. 0. 0. 0. 0. 0. 0. 0. 0. 0. 0. 0. 0. 0. 0. 0. 0. 0. 0. 0. 0. 0. 0. 0. 0. 0. 0. 0. 0.] [0. 0. 0. 0. 0. 0. 0. 0. 0. 0. 0. 0. 0. 0. 0. 0. 0. 0. 0. 0. 0. 0. 0. 0. 0. 0. 0. 0. 0. 0.] [0. 0. 0. 0. 0. 0. 0. 0. 0. 0. 0. 0. 0. 0. 0. 0. 0. 0. 0. 0. 0. 0. 0. 0. 0. 0. 0. 0. 0. 0.] [0. 0. 0. 0. 0. 0. 0. 0. 0. 0. 0. 0. 0. 0. 0. 0. 0. 0. 0. 0. 0. 0. 0. 0. 0. 0. 0. 0. 0. 0.] [0. 0. 0. 0. 0. 0. 0. 0. 0. 0. 0. 0. 0. 0. 0. 0. 0. 0. 0. 0. 0. 0. 0. 0. 0. 0. 0. 0. 0. 0.] [0. 0. 0. 0. 0. 0. 0. 0. 0. 0. 0. 0. 0. 0. 0. 0. 0. 0. 0. 0. 0. 0. 0. 0. 0. 0. 0. 0. 0. 0.] [0. 0. 0. 0. 0. 0. 0. 0. 0. 0. 0. 0. 0. 0. 0. 0. 0. 0. 0. 0. 0. 0. 0. 0. 0. 0. 0. 0. 0. 0.] [0. 0. 0. 0. 0. 0. 0. 0. 0. 0. 0. 0. 0. 0. 0. 0. 0. 0. 0. 0. 0. 0. 0. 0. 0. 0. 0. 0. 0. 0.] [0. 0. 0. 0. 0. 0. 0. 0. 0. 0. 0. 0. 0. 0. 0. 0. 0. 0. 0. 0. 0. 0. 0. 0. 0. 0. 0. 0. 0. 0.]] | 2D array of the orientation of the layers of the blade structure. The first dimension represents each layer, the second dimension represents each entry along blade span.
rotorse.re.precomp.E | input | Pa | [[3.440e+09 3.440e+09 3.440e+09] [2.000e+11 2.000e+11 2.000e+11] [2.050e+11 2.050e+11 2.050e+11] [1.180e+11 1.180e+11 1.180e+11] [4.460e+10 1.700e+10 1.670e+10] [1.145e+11 8.390e+09 8.390e+09] [1.110e+10 1.110e+10 1.670e+10] [2.870e+10 1.660e+10 1.670e+10] [1.292e+08 1.292e+08 1.292e+08] [1.000e+06 1.000e+06 1.000e+06] [4.560e+06 4.560e+06 4.560e+06]] | 2D array of the Youngs moduli of the materials. Each row represents a material, the three columns represent E11, E22 and E33.
rotorse.re.precomp.G | input | Pa | [[1.32300000e+09 1.32300000e+09 1.32300000e+09] [7.93000000e+10 7.93000000e+10 7.93000000e+10] [8.00000000e+10 8.00000000e+10 8.00000000e+10] [4.76000000e+10 4.76000000e+10 4.76000000e+10] [3.27000000e+09 3.48000000e+09 3.50000000e+09] [5.99000000e+09 5.99000000e+09 5.99000000e+09] [1.35300000e+10 3.49000000e+09 3.49000000e+09] [8.40000000e+09 3.49000000e+09 3.49000000e+09] [4.89469697e+07 4.89469697e+07 4.89469697e+07] [3.12500000e+05 3.12500000e+05 3.12500000e+05] [1.52000000e+06 1.52000000e+06 1.52000000e+06]] | 2D array of the shear moduli of the materials. Each row represents a material, the three columns represent G12, G13 and G23.
rotorse.re.precomp.nu | input |  | [[0.3 0.3 0.3 ] [0.3 0.3 0.3 ] [0.3 0.3 0.3 ] [0.3 0.3 0.3 ] [0.262 0.35 0.264] [0.27 0.27 0.27 ] [0.5 0. 0.066] [0.5 0. 0.17 ] [0.32 0.32 0.32 ] [0.3 0.3 0.3 ] [0.49 0.49 0.49 ]] | 2D array of the Poisson ratio of the materials. Each row represents a material, the three columns represent nu12, nu13 and nu23.
rotorse.re.precomp.rho | input | kg/m**3 | [1235. 7800. 7850. 7200. 1940. 1220. 1940. 1940. 130. 1150. 1100.] | 1D array of the density of the materials. For composites, this is the density of the laminate.
rotorse.re.precomp.joint_position | input |  | [0.] | Spanwise position of the segmentation joint.
rotorse.re.precomp.joint_mass | input | kg | [0.] | Mass of the joint.
rotorse.re.precomp.n_blades | input | Unavailable | 3 | Number of blades of the rotor.
rotorse.re.precomp.definition_layer | input | Unavailable | [ 9. 9. 2. 2. 5. 7. 8. 6. 6. 6. 6. 9. 10. 10. 10. 10. 10. 10.] | 1D array of flags identifying how layers are specified in the yaml. 1) all around (skin, paint, ) 2) offset+rotation twist+width (spar caps) 3) offset+user defined rotation+width 4) midpoint TE+width (TE reinf) 5) midpoint LE+width (LE reinf) 6) layer position fixed to other layer (core fillers) 7) start and width 8) end and width 9) start and end nd 10) web layer
rotorse.re.precomp.mat_name | input | Unavailable | ['Gelcoat', 'steel', 'steel_drive', 'cast_iron', 'glass_uni', 'CarbonUD', 'glass_biax', 'glass_triax', 'medium_density_foam', 'resin', 'adhesive'] | 1D array of names of materials.
rotorse.re.precomp.orth | input | Unavailable | [0. 0. 0. 0. 1. 1. 1. 1. 0. 0. 0.] | 1D array of flags to set whether a material is isotropic (0) or orthtropic (1). Each entry represents a material.
rotorse.rp.aep.lossFactor | input |  | [1.] | multiplicative factor for availability and other losses (soiling, array, etc.)
rotorse.rp.cdf.k | input |  | [2.] | shape or form factor
rotorse.rp.gust.turbulence_class | input | Unavailable | B | IEC turbulence class
rotorse.rp.v_min | input | m/s | [3.] | cut-in wind speed
rotorse.rp.v_max | input | m/s | [25.] | cut-out wind speed
rotorse.rp.rated_power | input | W | [15000000.] | electrical rated power
rotorse.rp.omega_min | input | rpm | [5.] | minimum allowed rotor rotation speed
rotorse.rp.omega_max | input | rpm | [7.56] | maximum allowed rotor rotation speed
rotorse.rp.control_maxTS | input | m/s | [95.] | maximum allowed blade tip speed
rotorse.rp.powercurve.gearbox_efficiency | input |  | [0.96]
rotorse.rp.drivetrainType | input | Unavailable | geared
rotorse.rs.aero_gust.azimuth_load | input | deg | [0.]
rotorse.rs.aero_hub_loads.nSector | input | Unavailable | 4
rotorse.rs.brs.s_f | input |  | [2.5] | Safety factor
rotorse.rs.brs.d_f | input | m | [0.03] | Diameter of the fastener
rotorse.rs.brs.sigma_max | input | Pa | [6.75e+08] | Max stress on bolt
rotorse.rs.constr.max_strainU_spar | input |  | [0.004] | maximum strain in spar cap suction side
rotorse.rs.constr.max_strainL_spar | input |  | [0.004] | maximum strain in spar cap pressure side
rotorse.rs.constr.max_strainU_te | input |  | [0.004] | maximum strain in spar cap suction side
rotorse.rs.constr.max_strainL_te | input |  | [0.004] | maximum strain in spar cap pressure side
rotorse.rs.constr.s_opt_spar_cap_ss | input |  | [0. 0.03448276 0.06896552 0.10344828 0.13793103 0.17241379 0.20689655 0.24137931 0.27586207 0.31034483 0.34482759 0.37931034 0.4137931 0.44827586 0.48275862 0.51724138 0.55172414 0.5862069 0.62068966 0.65517241 0.68965517 0.72413793 0.75862069 0.79310345 0.82758621 0.86206897 0.89655172 0.93103448 0.96551724 1. ] | 1D array of the non-dimensional spanwise grid defined along blade axis to optimize the blade spar cap suction side
rotorse.rs.constr.s_opt_spar_cap_ps | input |  | [0. 0.03448276 0.06896552 0.10344828 0.13793103 0.17241379 0.20689655 0.24137931 0.27586207 0.31034483 0.34482759 0.37931034 0.4137931 0.44827586 0.48275862 0.51724138 0.55172414 0.5862069 0.62068966 0.65517241 0.68965517 0.72413793 0.75862069 0.79310345 0.82758621 0.86206897 0.89655172 0.93103448 0.96551724 1. ] | 1D array of the non-dimensional spanwise grid defined along blade axis to optimize the blade spar cap pressure side
rotorse.rs.constr.s_opt_te_ss | input |  | [0. 0.03448276 0.06896552 0.10344828 0.13793103 0.17241379 0.20689655 0.24137931 0.27586207 0.31034483 0.34482759 0.37931034 0.4137931 0.44827586 0.48275862 0.51724138 0.55172414 0.5862069 0.62068966 0.65517241 0.68965517 0.72413793 0.75862069 0.79310345 0.82758621 0.86206897 0.89655172 0.93103448 0.96551724 1. ] | 1D array of the non-dimensional spanwise grid defined along blade axis to optimize the blade trailing edge suction side
rotorse.rs.constr.s_opt_te_ps | input |  | [0. 0.03448276 0.06896552 0.10344828 0.13793103 0.17241379 0.20689655 0.24137931 0.27586207 0.31034483 0.34482759 0.37931034 0.4137931 0.44827586 0.48275862 0.51724138 0.55172414 0.5862069 0.62068966 0.65517241 0.68965517 0.72413793 0.75862069 0.79310345 0.82758621 0.86206897 0.89655172 0.93103448 0.96551724 1. ] | 1D array of the non-dimensional spanwise grid defined along blade axis to optimize the blade trailing edge pressure side
rotorse.rs.constr.blade_number | input | Unavailable | 3
rotorse.rs.tip_pos.dynamicFactor | input |  | [1.] | a dynamic amplification factor to adjust the static deflection calculation
rotorse.rs.tot_loads_gust.aeroloads_azimuth | input | deg | [0.] | azimuthal angle
rotorse.rs.tot_loads_gust.dynamicFactor | input |  | [1.] | a dynamic amplification factor to adjust the static deflection calculation
rotorse.stall_check.stall_margin | input | deg | [2.99828814] | Minimum margin from the stall angle
rotorse.stall_check.min_s | input |  | [0.25] | Minimum nondimensional coordinate along blade span where to define the constraint (blade root typically stalls)
rotorse.total_bc.joint_cost | input | USD | [0.] | Total blade joint cost
rotorse.total_bc.outer_blade_cost | input | USD | [0.] | Total cost (variable and fixed) for the blade outer portion.
rotorse.wt_class.V_mean_overwrite | input |  | [0.]
rotorse.wt_class.V_extreme50_overwrite | input |  | [0.]
rotorse.wt_class.turbine_class | input | Unavailable | I
tcc.bearing_mass_cost_coeff | input | USD/kg | [4.5]
tcc.bedplate_mass_cost_coeff | input | USD/kg | [2.9]
tcc.blade_mass_cost_coeff | input | USD/kg | [14.6]
tcc.brake_mass_cost_coeff | input | USD/kg | [3.6254]
tcc.machine_rating | input | kW | [15000.]
tcc.controls_machine_rating_cost_coeff | input | USD/kW | [21.15]
tcc.converter_mass_cost_coeff | input | USD/kg | [18.8]
tcc.cover_mass_cost_coeff | input | USD/kg | [5.7]
tcc.elec_connec_machine_rating_cost_coeff | input | USD/kW | [41.85]
tcc.gearbox_torque_density | input | N*m/kg | [200.] | In 2024, modern 5-7MW gearboxes are able to reach 200 Nm/kg
tcc.gearbox_torque_cost | input | USD/kN/m | [50.] | In 2024, modern 5-7MW gearboxes cost approx $50/kNm
tcc.generator_mass_cost_coeff | input | USD/kg | [12.4]
tcc.generator_cost_external | input | USD | [0.]
tcc.hss_mass_cost_coeff | input | USD/kg | [6.8]
tcc.hub_assemblyCostMultiplier | input |  | [0.]
tcc.hub_overheadCostMultiplier | input |  | [0.]
tcc.hub_profitMultiplier | input |  | [0.]
tcc.hub_transportMultiplier | input |  | [0.]
tcc.hub_mass_cost_coeff | input | USD/kg | [3.9]
tcc.hvac_mass_cost_coeff | input | USD/kg | [124.]
tcc.lss_mass_cost_coeff | input | USD/kg | [11.9]
tcc.nacelle_assemblyCostMultiplier | input |  | [0.]
tcc.nacelle_overheadCostMultiplier | input |  | [0.]
tcc.nacelle_profitMultiplier | input |  | [0.]
tcc.nacelle_transportMultiplier | input |  | [0.]
tcc.main_bearing_number | input | Unavailable | 2
tcc.pitch_system_mass_cost_coeff | input | USD/kg | [22.1]
tcc.platforms_mass_cost_coeff | input | USD/kg | [17.1]
tcc.crane_cost | input | USD | [12000.]
tcc.crane | input | Unavailable | FALSE
tcc.blade_number | input | Unavailable | 3
tcc.spinner_mass_cost_coeff | input | USD/kg | [11.1]
tcc.tower_assemblyCostMultiplier | input |  | [0.]
tcc.tower_overheadCostMultiplier | input |  | [0.]
tcc.tower_profitMultiplier | input |  | [0.]
tcc.tower_transportMultiplier | input |  | [0.]
tcc.tower_mass_cost_coeff | input | USD/kg | [2.5244432]
tcc.transformer_mass_cost_coeff | input | USD/kg | [18.8]
tcc.turbine_assemblyCostMultiplier | input |  | [0.]
tcc.turbine_overheadCostMultiplier | input |  | [0.]
tcc.turbine_profitMultiplier | input |  | [0.]
tcc.turbine_transportMultiplier | input |  | [0.]
tcc.yaw_mass_cost_coeff | input | USD/kg | [8.3]
tcons.blade_number | input | Unavailable | 3
tcons.precone | input | deg | [4.]
tcons.tilt | input | deg | [6.]
tcons.overhang | input | m | [12.0313]
tcons.outer_diameter_full | input | m | [10. 10. 10. 10. 5.999]
tcons.max_allowable_td_ratio | input |  | [1.4175]
tcons.rotor_orientation | input | Unavailable | upwind
towerse.env.distLoads.waveLoads_Px | input | N/m | [0. 0. 0. 0. 0. 0. 0. 0. 0. 0. 0. 0. 0.]
towerse.env.distLoads.waveLoads_Py | input | N/m | [0. 0. 0. 0. 0. 0. 0. 0. 0. 0. 0. 0. 0.]
towerse.env.distLoads.waveLoads_Pz | input | N/m | [0. 0. 0. 0. 0. 0. 0. 0. 0. 0. 0. 0. 0.]
towerse.env.distLoads.waveLoads_qdyn | input | N/m**2 | [0. 0. 0. 0. 0. 0. 0. 0. 0. 0. 0. 0. 0.]
towerse.env.distLoads.waveLoads_z | input | m | [0. 0. 0. 0. 0. 0. 0. 0. 0. 0. 0. 0. 0.]
towerse.env.distLoads.waveLoads_beta | input | deg | [0.]
towerse.yaw | input | deg | [0.]
towerse.z0 | input | m | [0.]
towerse.shearExp | input |  | [0.12]
towerse.beta_wind | input | deg | [0.]
towerse.rho_air | input | kg/m**3 | [1.225]
towerse.mu_air | input | kg/m/s | [1.81e-05]
towerse.cd_usr | input |  | [-1.]
towerse.s_all | input |  | [0. 0. 0. 0. 0. 0. 0. 0. 0. 0. 0. 0. 0.]
towerse.rho_water | input | kg/m**3 | [0.]
towerse.member.s_ghost1 | input |  | [0.]
towerse.member.s_ghost2 | input |  | [1.]
towerse.member.s_const1 | input |  | [0.]
towerse.member.s_const2 | input |  | [0.]
towerse.tower_layer_thickness | input | m | [[0.1388944 0.08140331 0.01713904 0.01509611 0.01010079]]
towerse.tower_outer_diameter_in | input | m | [10. 10. 10. 10. 5.999]
towerse.E_mat | input | Pa | [[3.440e+09 3.440e+09 3.440e+09] [2.000e+11 2.000e+11 2.000e+11] [2.050e+11 2.050e+11 2.050e+11] [1.180e+11 1.180e+11 1.180e+11] [4.460e+10 1.700e+10 1.670e+10] [1.145e+11 8.390e+09 8.390e+09] [1.110e+10 1.110e+10 1.670e+10] [2.870e+10 1.660e+10 1.670e+10] [1.292e+08 1.292e+08 1.292e+08] [1.000e+06 1.000e+06 1.000e+06] [4.560e+06 4.560e+06 4.560e+06]]
towerse.E_user | input | Pa | [0.]
towerse.G_mat | input | Pa | [[1.32300000e+09 1.32300000e+09 1.32300000e+09] [7.93000000e+10 7.93000000e+10 7.93000000e+10] [8.00000000e+10 8.00000000e+10 8.00000000e+10] [4.76000000e+10 4.76000000e+10 4.76000000e+10] [3.27000000e+09 3.48000000e+09 3.50000000e+09] [5.99000000e+09 5.99000000e+09 5.99000000e+09] [1.35300000e+10 3.49000000e+09 3.49000000e+09] [8.40000000e+09 3.49000000e+09 3.49000000e+09] [4.89469697e+07 4.89469697e+07 4.89469697e+07] [3.12500000e+05 3.12500000e+05 3.12500000e+05] [1.52000000e+06 1.52000000e+06 1.52000000e+06]]
towerse.sigma_y_mat | input | Pa | [0.00e+00 3.45e+08 4.85e+08 2.65e+08 0.00e+00 0.00e+00 0.00e+00 0.00e+00 0.00e+00 0.00e+00 0.00e+00]
towerse.sigma_ult_mat | input | Pa | [[7.400e+01 7.400e+01 7.400e+01] [4.500e+08 4.500e+08 4.500e+08] [8.140e+08 8.140e+08 8.140e+08] [3.100e+08 3.100e+08 3.100e+08] [6.092e+08 3.810e+07 1.529e+07] [1.546e+09 0.000e+00 0.000e+00] [4.290e+07 4.260e+07 1.530e+07] [3.960e+08 7.640e+07 1.530e+07] [2.083e+06 2.083e+06 2.083e+06] [0.000e+00 0.000e+00 0.000e+00] [6.900e+05 6.900e+05 6.900e+05]]
towerse.wohler_exp_mat | input |  | [ 1. 3. 3. 3. 10. 16.1 10. 10. 1. 1. 1. ]
towerse.wohler_A_mat | input |  | [8.70000000e+01 3.55346484e+10 3.55346484e+10 3.55346484e+10 6.09200000e+08 1.54600000e+09 1.13200000e+08 4.48900000e+08 2.08300000e+06 0.00000000e+00 6.90000000e+05]
towerse.rho_mat | input | kg/m**3 | [1235. 7800. 7850. 7200. 1940. 1220. 1940. 1940. 130. 1150. 1100.]
towerse.unit_cost_mat | input | USD/kg | [ 7.23 0.7 0.9 0.5 1.87 30. 3. 2.86 13. 3.63 9. ]
towerse.outfitting_factor_in | input |  | [1.07]
towerse.tower_layer_materials | input | Unavailable | ['steel']
towerse.member.ballast_materials | input | Unavailable | []
towerse.material_names | input | Unavailable | ['Gelcoat', 'steel', 'steel_drive', 'cast_iron', 'glass_uni', 'CarbonUD', 'glass_biax', 'glass_triax', 'medium_density_foam', 'resin', 'adhesive']
towerse.labor_cost_rate | input | USD/min | [0.98]
towerse.painting_cost_rate | input | USD/m**2 | [30.]
towerse.post.section_L | input | m | [0. 0. 0. 0. 0. 0. 0. 0. 0. 0. 0. 0.]
af_3d.aoa | input | rad | [-3.14159265 -3.08923278 -3.0368729 -2.98451302 -2.93215314 -2.87979327 -2.82743339 -2.77507351 -2.72271363 -2.67035376 -2.61799388 -2.565634 -2.51327412 -2.46091425 -2.40855437 -2.35619449 -2.30383461 -2.25147474 -2.19911486 -2.14675498 -2.0943951 -2.04203522 -1.98967535 -1.93731547 -1.88495559 -1.83259571 -1.78023584 -1.72787596 -1.67551608 -1.6231562 -1.57079633 -1.51843645 -1.46607657 -1.41371669 -1.36135682 -1.30899694 -1.25663706 -1.20427718 -1.15191731 -1.09955743 -1.04719755 -0.99483767 -0.9424778 -0.89011792 -0.83775804 -0.78539816 -0.73303829 -0.68067841 -0.62831853 -0.57595865 -0.52359878 -0.51302102 -0.50244327 -0.49186552 -0.48128776 -0.47071001 -0.46013226 -0.4495545 -0.43897675 -0.428399 -0.41782125 -0.40724349 -0.39666574 -0.38608799 -0.37551023 -0.36493248 -0.35435473 -0.34377697 -0.33319922 -0.32262147 -0.31204371 -0.30146596 -0.29088821 -0.28031046 -0.2697327 -0.25915495 -0.2485772 -0.23799944 -0.22742169 -0.21684394 -0.20626618 -0.19568843 -0.18511068 -0.17453293 -0.16395517 -0.15337742 -0.14279967 -0.13222191 -0.12164416 -0.11106641 -0.10048865 -0.0899109 -0.07933315 -0.06875539 -0.05817764 -0.04759989 -0.03702214 -0.02644438 -0.01586663 -0.00528888 0.00528888 0.01586663 0.02644438 0.03702214 0.04759989 0.05817764 0.06875539 0.07933315 0.0899109 0.10048865 0.11106641 0.12164416 0.13222191 0.14279967 0.15337742 0.16395517 0.17453293 0.18511068 0.19568843 0.20626618 0.21684394 0.22742169 0.23799944 0.2485772 0.25915495 0.2697327 0.28031046 0.29088821 0.30146596 0.31204371 0.32262147 0.33319922 0.34377697 0.35435473 0.36493248 0.37551023 0.38608799 0.39666574 0.40724349 0.41782125 0.428399 0.43897675 0.4495545 0.46013226 0.47071001 0.48128776 0.49186552 0.50244327 0.51302102 0.52359878 0.57595865 0.62831853 0.68067841 0.73303829 0.78539816 0.83775804 0.89011792 0.9424778 0.99483767 1.04719755 1.09955743 1.15191731 1.20427718 1.25663706 1.30899694 1.36135682 1.41371669 1.46607657 1.51843645 1.57079633 1.6231562 1.67551608 1.72787596 1.78023584 1.83259571 1.88495559 1.93731547 1.98967535 2.04203522 2.0943951 2.14675498 2.19911486 2.25147474 2.30383461 2.35619449 2.40855437 2.46091425 2.51327412 2.565634 2.61799388 2.67035376 2.72271363 2.77507351 2.82743339 2.87979327 2.93215314 2.98451302 3.0368729 3.08923278 3.14159265] | 1D array of the angles of attack used to define the polars of the airfoils. All airfoils defined in openmdao share this grid.
af_3d.Re | input |  | [1000000.] | 1D array of the Reynolds numbers used to define the polars of the airfoils. All airfoils defined in openmdao share this grid.
af_3d.rated_TSR | input |  | [9.] | Constant tip speed ratio in region II.
blade.compute_reynolds.rho | input | kg/m**3 | [1.225]
blade.compute_reynolds.mu | input | kg/m/s | [1.81e-05] | Dynamic viscosity of air
blade.high_level_blade_props.rotor_diameter_user | input | m | [250.] | Diameter of the rotor specified by the user. It is defined as two times the blade length plus the hub diameter.
blade.internal_structure_2d_fem.web_rotation_yaml | output | rad | [[0. 0. 0. 0. 0. 0. 0. 0. 0. 0. 0. 0. 0. 0. 0. 0. 0. 0. 0. 0. 0. 0. 0. 0. 0. 0. 0. 0. 0. 0.] [0. 0. 0. 0. 0. 0. 0. 0. 0. 0. 0. 0. 0. 0. 0. 0. 0. 0. 0. 0. 0. 0. 0. 0. 0. 0. 0. 0. 0. 0.]] | 2D array of the rotation angle of the shear webs in respect to the chord line. The first dimension represents each shear web, the second dimension represents each entry along blade span. If the rotation is equal to negative twist +- a constant, then the web is built straight.
blade.internal_structure_2d_fem.web_offset_y_pa_yaml | output | m | [[ 0. 0. 0. -0.35 -0.35 -0.35 -0.35 -0.35 -0.35 -0.35 -0.35 -0.35 -0.35 -0.35 -0.35 -0.35 -0.35 -0.35 -0.35 -0.35 -0.35 -0.35 -0.35 -0.35 -0.35 -0.35 -0.35 -0.35 -0.35 0. ] [ 0. 0. 0. 0.35 0.35 0.35 0.35 0.35 0.35 0.35 0.35 0.35 0.35 0.35 0.35 0.35 0.35 0.35 0.35 0.35 0.35 0.35 0.35 0.35 0.35 0.35 0.35 0.35 0.35 0. ]] | 2D array of the offset along the y axis to set the position of the shear webs. Positive values move the web towards the trailing edge, negative values towards the leading edge. The first dimension represents each shear web, the second dimension represents each entry along blade span.
blade.internal_structure_2d_fem.web_start_nd_yaml | output |  | [[0. 0. 0. 0. 0. 0. 0. 0. 0. 0. 0. 0. 0. 0. 0. 0. 0. 0. 0. 0. 0. 0. 0. 0. 0. 0. 0. 0. 0. 0.] [0. 0. 0. 0. 0. 0. 0. 0. 0. 0. 0. 0. 0. 0. 0. 0. 0. 0. 0. 0. 0. 0. 0. 0. 0. 0. 0. 0. 0. 0.]] | 2D array of the non-dimensional start point defined along the outer profile of a web. The TE suction side is 0, the TE pressure side is 1. The first dimension represents each web, the second dimension represents each entry along blade span.
blade.internal_structure_2d_fem.web_end_nd_yaml | output |  | [[0. 0. 0. 0. 0. 0. 0. 0. 0. 0. 0. 0. 0. 0. 0. 0. 0. 0. 0. 0. 0. 0. 0. 0. 0. 0. 0. 0. 0. 0.] [0. 0. 0. 0. 0. 0. 0. 0. 0. 0. 0. 0. 0. 0. 0. 0. 0. 0. 0. 0. 0. 0. 0. 0. 0. 0. 0. 0. 0. 0.]] | 2D array of the non-dimensional end point defined along the outer profile of a web. The TE suction side is 0, the TE pressure side is 1. The first dimension represents each web, the second dimension represents each entry along blade span.
blade.internal_structure_2d_fem.layer_web | output |  | [0. 0. 0. 0. 0. 0. 0. 0. 0. 0. 0. 0. 1. 1. 1. 2. 2. 2.] | 1D array of the web id the layer is associated to. If the layer is on the outer profile, this entry can simply stay equal to zero.
blade.internal_structure_2d_fem.layer_thickness | output | m | [[0.0005 0.0005 0.0005 0.0005 0.0005 0.0005 0.0005 0.0005 0.0005 0.0005 0.0005 0.0005 0.0005 0.0005 0.0005 0.0005 0.0005 0.0005 0.0005 0.0005 0.0005 0.0005 0.0005 0.0005 0.0005 0.0005 0.0005 0.0005 0.0005 0.0005 ] [0.05 0.04081969 0.03226966 0.02415612 0.01564759 0.00867322 0.00473378 0.00312627 0.00227767 0.00203461 0.00200053 0.00200002 0.002 0.002 0.002 0.002 0.002 0.002 0.002 0.002 0.002 0.002 0.002 0.002 0.00180323 0.00131224 0.00104021 0.00100135 0.001 0.001 ] [0.0001 0.00438147 0.0150519 0.03035182 0.04746369 0.06362935 0.07611578 0.08317021 0.08937909 0.09450151 0.09777677 0.09841932 0.09739565 0.09512692 0.09226371 0.08925432 0.08635675 0.0832791 0.07972353 0.07549254 0.0699988 0.06112214 0.04860463 0.03545513 0.02466062 0.01776472 0.01194345 0.00691416 0.00324837 0.001 ] [0.0001 0.00438147 0.0150519 0.03035182 0.04746369 0.06362935 0.07611578 0.08317021 0.08937909 0.09450151 0.09777677 0.09841932 0.09739565 0.09512692 0.09226371 0.08925432 0.08635675 0.0832791 0.07972353 0.07549254 0.0699988 0.06112214 0.04860463 0.03545513 0.02466062 0.01776472 0.01194345 0.00691416 0.00324837 0.001 ] [0. 0. 0. 0.00299507 0.00294581 0.00289655 0.00284729 0.00279803 0.00274877 0.00269951 0.00265025 0.00260099 0.00255172 0.00250246 0.0024532 0.00240394 0.00235468 0.00230542 0.00225616 0.0022069 0.00215764 0.00210837 0.00205911 0.00200985 0. 0. 0. 0. 0. 0. ] [0. 0. 0. 0.0151551 0.02659419 0.03838054 0.04863375 0.05706524 0.06593926 0.07399829 0.07952219 0.08035564 0.07552905 0.06548829 0.05371052 0.04289912 0.03358001 0.02375535 0.01434111 0.00715383 0.00416067 0.00301727 0.0021994 0.00162397 0. 0. 0. 0. 0. 0. ] [0. 0. 0. 0.0151551 0.02659419 0.03838054 0.04863375 0.05706524 0.06593926 0.07399829 0.07952219 0.08035564 0.07552905 0.06548829 0.05371052 0.04289912 0.03358001 0.02375535 0.01434111 0.00715383 0.00416067 0.00301727 0.0021994 0.00162397 0. 0. 0. 0. 0. 0. ] [0. 0. 0. 0.05972906 0.0570197 0.05431034 0.05160099 0.04889163 0.04618227 0.04347291 0.04076355 0.03805419 0.03534483 0.03263547 0.02992611 0.02721675 0.02450739 0.02179803 0.01908867 0.01637931 0.01366995 0.01096059 0.00825123 0.00554187 0. 0. 0. 0. 0. 0. ] [0. 0. 0. 0.05972906 0.0570197 0.05431034 0.05160099 0.04889163 0.04618227 0.04347291 0.04076355 0.03805419 0.03534483 0.03263547 0.02992611 0.02721675 0.02450739 0.02179803 0.01908867 0.01637931 0.01366995 0.01096059 0.00825123 0.00554187 0. 0. 0. 0. 0. 0. ] [0. 0. 0. 0.05972906 0.0570197 0.05431034 0.05160099 0.04889163 0.04618227 0.04347291 0.04076355 0.03805419 0.03534483 0.03263547 0.02992611 0.02721675 0.02450739 0.02179803 0.01908867 0.01637931 0.01366995 0.01096059 0.00825123 0.00554187 0. 0. 0. 0. 0. 0. ] [0. 0. 0. 0.05972906 0.0570197 0.05431034 0.05160099 0.04889163 0.04618227 0.04347291 0.04076355 0.03805419 0.03534483 0.03263547 0.02992611 0.02721675 0.02450739 0.02179803 0.01908867 0.01637931 0.01366995 0.01096059 0.00825123 0.00554187 0. 0. 0. 0. 0. 0. ] [0.05 0.04081969 0.03226966 0.02415612 0.01564759 0.00867322 0.00473378 0.00312627 0.00227767 0.00203461 0.00200053 0.00200002 0.002 0.002 0.002 0.002 0.002 0.002 0.002 0.002 0.002 0.002 0.002 0.002 0.00180323 0.00131224 0.00104021 0.00100135 0.001 0.001 ] [0. 0. 0. 0.00199391 0.00193306 0.00187221 0.00181136 0.00175051 0.00168966 0.0016288 0.00156795 0.0015071 0.00144625 0.0013854 0.00132454 0.00126369 0.00120284 0.00114199 0.00108114 0.00102028 0.00095943 0.00089858 0.00083773 0.00077688 0.00071602 0.00065517 0.00059432 0.00053347 0. 0. ] [0. 0. 0. 0.04284584 0.04130426 0.03976268 0.0382211 0.03667951 0.03513793 0.03359635 0.03205477 0.03051318 0.0289716 0.02743002 0.02588844 0.02434686 0.02280527 0.02126369 0.01972211 0.01818053 0.01663895 0.01509736 0.01355578 0.0120142 0.01047262 0.00893103 0.00738945 0.00584787 0. 0. ] [0. 0. 0. 0.00199391 0.00193306 0.00187221 0.00181136 0.00175051 0.00168966 0.0016288 0.00156795 0.0015071 0.00144625 0.0013854 0.00132454 0.00126369 0.00120284 0.00114199 0.00108114 0.00102028 0.00095943 0.00089858 0.00083773 0.00077688 0.00071602 0.00065517 0.00059432 0.00053347 0. 0. ] [0. 0. 0. 0.00199391 0.00193306 0.00187221 0.00181136 0.00175051 0.00168966 0.0016288 0.00156795 0.0015071 0.00144625 0.0013854 0.00132454 0.00126369 0.00120284 0.00114199 0.00108114 0.00102028 0.00095943 0.00089858 0.00083773 0.00077688 0.00071602 0.00065517 0.00059432 0.00053347 0. 0. ] [0. 0. 0. 0.04284584 0.04130426 0.03976268 0.0382211 0.03667951 0.03513793 0.03359635 0.03205477 0.03051318 0.0289716 0.02743002 0.02588844 0.02434686 0.02280527 0.02126369 0.01972211 0.01818053 0.01663895 0.01509736 0.01355578 0.0120142 0.01047262 0.00893103 0.00738945 0.00584787 0. 0. ] [0. 0. 0. 0.00199391 0.00193306 0.00187221 0.00181136 0.00175051 0.00168966 0.0016288 0.00156795 0.0015071 0.00144625 0.0013854 0.00132454 0.00126369 0.00120284 0.00114199 0.00108114 0.00102028 0.00095943 0.00089858 0.00083773 0.00077688 0.00071602 0.00065517 0.00059432 0.00053347 0. 0. ]] | 2D array of the thickness of the layers of the blade structure. The first dimension represents each layer, the second dimension represents each entry along blade span.
blade.internal_structure_2d_fem.layer_orientation | output | rad | [[0. 0. 0. 0. 0. 0. 0. 0. 0. 0. 0. 0. 0. 0. 0. 0. 0. 0. 0. 0. 0. 0. 0. 0. 0. 0. 0. 0. 0. 0.] [0. 0. 0. 0. 0. 0. 0. 0. 0. 0. 0. 0. 0. 0. 0. 0. 0. 0. 0. 0. 0. 0. 0. 0. 0. 0. 0. 0. 0. 0.] [0. 0. 0. 0. 0. 0. 0. 0. 0. 0. 0. 0. 0. 0. 0. 0. 0. 0. 0. 0. 0. 0. 0. 0. 0. 0. 0. 0. 0. 0.] [0. 0. 0. 0. 0. 0. 0. 0. 0. 0. 0. 0. 0. 0. 0. 0. 0. 0. 0. 0. 0. 0. 0. 0. 0. 0. 0. 0. 0. 0.] [0. 0. 0. 0. 0. 0. 0. 0. 0. 0. 0. 0. 0. 0. 0. 0. 0. 0. 0. 0. 0. 0. 0. 0. 0. 0. 0. 0. 0. 0.] [0. 0. 0. 0. 0. 0. 0. 0. 0. 0. 0. 0. 0. 0. 0. 0. 0. 0. 0. 0. 0. 0. 0. 0. 0. 0. 0. 0. 0. 0.] [0. 0. 0. 0. 0. 0. 0. 0. 0. 0. 0. 0. 0. 0. 0. 0. 0. 0. 0. 0. 0. 0. 0. 0. 0. 0. 0. 0. 0. 0.] [0. 0. 0. 0. 0. 0. 0. 0. 0. 0. 0. 0. 0. 0. 0. 0. 0. 0. 0. 0. 0. 0. 0. 0. 0. 0. 0. 0. 0. 0.] [0. 0. 0. 0. 0. 0. 0. 0. 0. 0. 0. 0. 0. 0. 0. 0. 0. 0. 0. 0. 0. 0. 0. 0. 0. 0. 0. 0. 0. 0.] [0. 0. 0. 0. 0. 0. 0. 0. 0. 0. 0. 0. 0. 0. 0. 0. 0. 0. 0. 0. 0. 0. 0. 0. 0. 0. 0. 0. 0. 0.] [0. 0. 0. 0. 0. 0. 0. 0. 0. 0. 0. 0. 0. 0. 0. 0. 0. 0. 0. 0. 0. 0. 0. 0. 0. 0. 0. 0. 0. 0.] [0. 0. 0. 0. 0. 0. 0. 0. 0. 0. 0. 0. 0. 0. 0. 0. 0. 0. 0. 0. 0. 0. 0. 0. 0. 0. 0. 0. 0. 0.] [0. 0. 0. 0. 0. 0. 0. 0. 0. 0. 0. 0. 0. 0. 0. 0. 0. 0. 0. 0. 0. 0. 0. 0. 0. 0. 0. 0. 0. 0.] [0. 0. 0. 0. 0. 0. 0. 0. 0. 0. 0. 0. 0. 0. 0. 0. 0. 0. 0. 0. 0. 0. 0. 0. 0. 0. 0. 0. 0. 0.] [0. 0. 0. 0. 0. 0. 0. 0. 0. 0. 0. 0. 0. 0. 0. 0. 0. 0. 0. 0. 0. 0. 0. 0. 0. 0. 0. 0. 0. 0.] [0. 0. 0. 0. 0. 0. 0. 0. 0. 0. 0. 0. 0. 0. 0. 0. 0. 0. 0. 0. 0. 0. 0. 0. 0. 0. 0. 0. 0. 0.] [0. 0. 0. 0. 0. 0. 0. 0. 0. 0. 0. 0. 0. 0. 0. 0. 0. 0. 0. 0. 0. 0. 0. 0. 0. 0. 0. 0. 0. 0.] [0. 0. 0. 0. 0. 0. 0. 0. 0. 0. 0. 0. 0. 0. 0. 0. 0. 0. 0. 0. 0. 0. 0. 0. 0. 0. 0. 0. 0. 0.]] | Fiber orientation of the composite layer with 0-value meaning alignment with reference axis. The first dimension represents each layer, the second dimension represents each entry along blade span.
blade.internal_structure_2d_fem.layer_rotation_yaml | output | rad | [[0. 0. 0. 0. 0. 0. 0. 0. 0. 0. 0. 0. 0. 0. 0. 0. 0. 0. 0. 0. 0. 0. 0. 0. 0. 0. 0. 0. 0. 0.] [0. 0. 0. 0. 0. 0. 0. 0. 0. 0. 0. 0. 0. 0. 0. 0. 0. 0. 0. 0. 0. 0. 0. 0. 0. 0. 0. 0. 0. 0.] [0. 0. 0. 0. 0. 0. 0. 0. 0. 0. 0. 0. 0. 0. 0. 0. 0. 0. 0. 0. 0. 0. 0. 0. 0. 0. 0. 0. 0. 0.] [0. 0. 0. 0. 0. 0. 0. 0. 0. 0. 0. 0. 0. 0. 0. 0. 0. 0. 0. 0. 0. 0. 0. 0. 0. 0. 0. 0. 0. 0.] [0. 0. 0. 0. 0. 0. 0. 0. 0. 0. 0. 0. 0. 0. 0. 0. 0. 0. 0. 0. 0. 0. 0. 0. 0. 0. 0. 0. 0. 0.] [0. 0. 0. 0. 0. 0. 0. 0. 0. 0. 0. 0. 0. 0. 0. 0. 0. 0. 0. 0. 0. 0. 0. 0. 0. 0. 0. 0. 0. 0.] [0. 0. 0. 0. 0. 0. 0. 0. 0. 0. 0. 0. 0. 0. 0. 0. 0. 0. 0. 0. 0. 0. 0. 0. 0. 0. 0. 0. 0. 0.] [0. 0. 0. 0. 0. 0. 0. 0. 0. 0. 0. 0. 0. 0. 0. 0. 0. 0. 0. 0. 0. 0. 0. 0. 0. 0. 0. 0. 0. 0.] [0. 0. 0. 0. 0. 0. 0. 0. 0. 0. 0. 0. 0. 0. 0. 0. 0. 0. 0. 0. 0. 0. 0. 0. 0. 0. 0. 0. 0. 0.] [0. 0. 0. 0. 0. 0. 0. 0. 0. 0. 0. 0. 0. 0. 0. 0. 0. 0. 0. 0. 0. 0. 0. 0. 0. 0. 0. 0. 0. 0.] [0. 0. 0. 0. 0. 0. 0. 0. 0. 0. 0. 0. 0. 0. 0. 0. 0. 0. 0. 0. 0. 0. 0. 0. 0. 0. 0. 0. 0. 0.] [0. 0. 0. 0. 0. 0. 0. 0. 0. 0. 0. 0. 0. 0. 0. 0. 0. 0. 0. 0. 0. 0. 0. 0. 0. 0. 0. 0. 0. 0.] [0. 0. 0. 0. 0. 0. 0. 0. 0. 0. 0. 0. 0. 0. 0. 0. 0. 0. 0. 0. 0. 0. 0. 0. 0. 0. 0. 0. 0. 0.] [0. 0. 0. 0. 0. 0. 0. 0. 0. 0. 0. 0. 0. 0. 0. 0. 0. 0. 0. 0. 0. 0. 0. 0. 0. 0. 0. 0. 0. 0.] [0. 0. 0. 0. 0. 0. 0. 0. 0. 0. 0. 0. 0. 0. 0. 0. 0. 0. 0. 0. 0. 0. 0. 0. 0. 0. 0. 0. 0. 0.] [0. 0. 0. 0. 0. 0. 0. 0. 0. 0. 0. 0. 0. 0. 0. 0. 0. 0. 0. 0. 0. 0. 0. 0. 0. 0. 0. 0. 0. 0.] [0. 0. 0. 0. 0. 0. 0. 0. 0. 0. 0. 0. 0. 0. 0. 0. 0. 0. 0. 0. 0. 0. 0. 0. 0. 0. 0. 0. 0. 0.] [0. 0. 0. 0. 0. 0. 0. 0. 0. 0. 0. 0. 0. 0. 0. 0. 0. 0. 0. 0. 0. 0. 0. 0. 0. 0. 0. 0. 0. 0.]] | 2D array of the rotation angle of a layer in respect to the chord line. The first dimension represents each layer, the second dimension represents each entry along blade span. If the rotation is equal to negative twist +- a constant, then the layer is built straight.
blade.internal_structure_2d_fem.layer_offset_y_pa_yaml | output | m | [[0. 0. 0. 0. 0. 0. 0. 0. 0. 0. 0. 0. 0. 0. 0. 0. 0. 0. 0. 0. 0. 0. 0. 0. 0. 0. 0. 0. 0. 0.] [0. 0. 0. 0. 0. 0. 0. 0. 0. 0. 0. 0. 0. 0. 0. 0. 0. 0. 0. 0. 0. 0. 0. 0. 0. 0. 0. 0. 0. 0.] [0. 0. 0. 0. 0. 0. 0. 0. 0. 0. 0. 0. 0. 0. 0. 0. 0. 0. 0. 0. 0. 0. 0. 0. 0. 0. 0. 0. 0. 0.] [0. 0. 0. 0. 0. 0. 0. 0. 0. 0. 0. 0. 0. 0. 0. 0. 0. 0. 0. 0. 0. 0. 0. 0. 0. 0. 0. 0. 0. 0.] [0. 0. 0. 0. 0. 0. 0. 0. 0. 0. 0. 0. 0. 0. 0. 0. 0. 0. 0. 0. 0. 0. 0. 0. 0. 0. 0. 0. 0. 0.] [0. 0. 0. 0. 0. 0. 0. 0. 0. 0. 0. 0. 0. 0. 0. 0. 0. 0. 0. 0. 0. 0. 0. 0. 0. 0. 0. 0. 0. 0.] [0. 0. 0. 0. 0. 0. 0. 0. 0. 0. 0. 0. 0. 0. 0. 0. 0. 0. 0. 0. 0. 0. 0. 0. 0. 0. 0. 0. 0. 0.] [0. 0. 0. 0. 0. 0. 0. 0. 0. 0. 0. 0. 0. 0. 0. 0. 0. 0. 0. 0. 0. 0. 0. 0. 0. 0. 0. 0. 0. 0.] [0. 0. 0. 0. 0. 0. 0. 0. 0. 0. 0. 0. 0. 0. 0. 0. 0. 0. 0. 0. 0. 0. 0. 0. 0. 0. 0. 0. 0. 0.] [0. 0. 0. 0. 0. 0. 0. 0. 0. 0. 0. 0. 0. 0. 0. 0. 0. 0. 0. 0. 0. 0. 0. 0. 0. 0. 0. 0. 0. 0.] [0. 0. 0. 0. 0. 0. 0. 0. 0. 0. 0. 0. 0. 0. 0. 0. 0. 0. 0. 0. 0. 0. 0. 0. 0. 0. 0. 0. 0. 0.] [0. 0. 0. 0. 0. 0. 0. 0. 0. 0. 0. 0. 0. 0. 0. 0. 0. 0. 0. 0. 0. 0. 0. 0. 0. 0. 0. 0. 0. 0.] [0. 0. 0. 0. 0. 0. 0. 0. 0. 0. 0. 0. 0. 0. 0. 0. 0. 0. 0. 0. 0. 0. 0. 0. 0. 0. 0. 0. 0. 0.] [0. 0. 0. 0. 0. 0. 0. 0. 0. 0. 0. 0. 0. 0. 0. 0. 0. 0. 0. 0. 0. 0. 0. 0. 0. 0. 0. 0. 0. 0.] [0. 0. 0. 0. 0. 0. 0. 0. 0. 0. 0. 0. 0. 0. 0. 0. 0. 0. 0. 0. 0. 0. 0. 0. 0. 0. 0. 0. 0. 0.] [0. 0. 0. 0. 0. 0. 0. 0. 0. 0. 0. 0. 0. 0. 0. 0. 0. 0. 0. 0. 0. 0. 0. 0. 0. 0. 0. 0. 0. 0.] [0. 0. 0. 0. 0. 0. 0. 0. 0. 0. 0. 0. 0. 0. 0. 0. 0. 0. 0. 0. 0. 0. 0. 0. 0. 0. 0. 0. 0. 0.] [0. 0. 0. 0. 0. 0. 0. 0. 0. 0. 0. 0. 0. 0. 0. 0. 0. 0. 0. 0. 0. 0. 0. 0. 0. 0. 0. 0. 0. 0.]] | 2D array of the offset along the y axis to set the position of a layer. Positive values move the layer towards the trailing edge, negative values towards the leading edge. The first dimension represents each layer, the second dimension represents each entry along blade span.
blade.internal_structure_2d_fem.layer_width_yaml | output | m | [[0. 0. 0. 0. 0. 0. 0. 0. 0. 0. 0. 0. 0. 0. 0. 0. 0. 0. 0. 0. 0. 0. 0. 0. 0. 0. 0. 0. 0. 0. ] [0. 0. 0. 0. 0. 0. 0. 0. 0. 0. 0. 0. 0. 0. 0. 0. 0. 0. 0. 0. 0. 0. 0. 0. 0. 0. 0. 0. 0. 0. ] [0.9 0.9 0.9 0.9 0.9 0.9 0.9 0.9 0.9 0.9 0.9 0.9 0.9 0.9 0.9 0.9 0.9 0.9 0.9 0.9 0.9 0.9 0.9 0.9 0.89999988 0.89998023 0.89925383 0.8824365 0.73943681 0.294 ] [0.9 0.9 0.9 0.9 0.9 0.9 0.9 0.9 0.9 0.9 0.9 0.9 0.9 0.9 0.9 0.9 0.9 0.9 0.9 0.9 0.9 0.9 0.9 0.9 0.89999988 0.89998023 0.89925383 0.8824365 0.73943681 0.294 ] [0. 0. 0. 0.8 0.8 0.8 0.8 0.8 0.8 0.8 0.8 0.8 0.8 0.8 0.8 0.8 0.8 0.8 0.8 0.79997205 0.7989752 0.78933255 0.7549919 0.70842539 0. 0. 0. 0. 0. 0. ] [0. 0. 0. 0.5 0.5 0.5 0.5 0.5 0.5 0.5 0.5 0.5 0.5 0.5 0.5 0.5 0.5 0.5 0.5 0.5 0.5 0.5 0.5 0.5 0. 0. 0. 0. 0. 0. ] [0. 0. 0. 0.5 0.5 0.5 0.5 0.5 0.5 0.5 0.5 0.5 0.5 0.5 0.5 0.5 0.5 0.5 0.5 0.5 0.5 0.5 0.5 0.5 0. 0. 0. 0. 0. 0. ] [0. 0. 0. 0. 0. 0. 0. 0. 0. 0. 0. 0. 0. 0. 0. 0. 0. 0. 0. 0. 0. 0. 0. 0. 0. 0. 0. 0. 0. 0. ] [0. 0. 0. 0. 0. 0. 0. 0. 0. 0. 0. 0. 0. 0. 0. 0. 0. 0. 0. 0. 0. 0. 0. 0. 0. 0. 0. 0. 0. 0. ] [0. 0. 0. 0. 0. 0. 0. 0. 0. 0. 0. 0. 0. 0. 0. 0. 0. 0. 0. 0. 0. 0. 0. 0. 0. 0. 0. 0. 0. 0. ] [0. 0. 0. 0. 0. 0. 0. 0. 0. 0. 0. 0. 0. 0. 0. 0. 0. 0. 0. 0. 0. 0. 0. 0. 0. 0. 0. 0. 0. 0. ] [0. 0. 0. 0. 0. 0. 0. 0. 0. 0. 0. 0. 0. 0. 0. 0. 0. 0. 0. 0. 0. 0. 0. 0. 0. 0. 0. 0. 0. 0. ] [0. 0. 0. 0. 0. 0. 0. 0. 0. 0. 0. 0. 0. 0. 0. 0. 0. 0. 0. 0. 0. 0. 0. 0. 0. 0. 0. 0. 0. 0. ] [0. 0. 0. 0. 0. 0. 0. 0. 0. 0. 0. 0. 0. 0. 0. 0. 0. 0. 0. 0. 0. 0. 0. 0. 0. 0. 0. 0. 0. 0. ] [0. 0. 0. 0. 0. 0. 0. 0. 0. 0. 0. 0. 0. 0. 0. 0. 0. 0. 0. 0. 0. 0. 0. 0. 0. 0. 0. 0. 0. 0. ] [0. 0. 0. 0. 0. 0. 0. 0. 0. 0. 0. 0. 0. 0. 0. 0. 0. 0. 0. 0. 0. 0. 0. 0. 0. 0. 0. 0. 0. 0. ] [0. 0. 0. 0. 0. 0. 0. 0. 0. 0. 0. 0. 0. 0. 0. 0. 0. 0. 0. 0. 0. 0. 0. 0. 0. 0. 0. 0. 0. 0. ] [0. 0. 0. 0. 0. 0. 0. 0. 0. 0. 0. 0. 0. 0. 0. 0. 0. 0. 0. 0. 0. 0. 0. 0. 0. 0. 0. 0. 0. 0. ]] | 2D array of the width along the outer profile of a layer. The first dimension represents each layer, the second dimension represents each entry along blade span.
blade.internal_structure_2d_fem.layer_midpoint_nd | output |  | [[0. 0. 0. 0. 0. 0. 0. 0. 0. 0. 0. 0. 0. 0. 0. 0. 0. 0. 0. 0. 0. 0. 0. 0. 0. 0. 0. 0. 0. 0. ] [0. 0. 0. 0. 0. 0. 0. 0. 0. 0. 0. 0. 0. 0. 0. 0. 0. 0. 0. 0. 0. 0. 0. 0. 0. 0. 0. 0. 0. 0. ] [0. 0. 0. 0. 0. 0. 0. 0. 0. 0. 0. 0. 0. 0. 0. 0. 0. 0. 0. 0. 0. 0. 0. 0. 0. 0. 0. 0. 0. 0. ] [0. 0. 0. 0. 0. 0. 0. 0. 0. 0. 0. 0. 0. 0. 0. 0. 0. 0. 0. 0. 0. 0. 0. 0. 0. 0. 0. 0. 0. 0. ] [0.49999966 0.50048349 0.50578694 0.50578694 0.50619981 0.50796107 0.50796107 0.50796107 0.50796107 0.50783945 0.50666106 0.50666106 0.50666106 0.50666106 0.50666106 0.50527916 0.5019638 0.5019638 0.5019638 0.5019638 0.5019638 0.49983139 0.49608288 0.49608288 0.49608288 0.49654267 0.49727784 0.49727784 0.49727784 0.49727784] [0. 0. 0. 0. 0. 0. 0. 0. 0. 0. 0. 0. 0. 0. 0. 0. 0. 0. 0. 0. 0. 0. 0. 0. 0. 0. 0. 0. 0. 0. ] [0. 0. 0. 0. 0. 0. 0. 0. 0. 0. 0. 0. 0. 0. 0. 0. 0. 0. 0. 0. 0. 0. 0. 0. 0. 0. 0. 0. 0. 0. ] [0. 0. 0. 0. 0. 0. 0. 0. 0. 0. 0. 0. 0. 0. 0. 0. 0. 0. 0. 0. 0. 0. 0. 0. 0. 0. 0. 0. 0. 0. ] [0. 0. 0. 0. 0. 0. 0. 0. 0. 0. 0. 0. 0. 0. 0. 0. 0. 0. 0. 0. 0. 0. 0. 0. 0. 0. 0. 0. 0. 0. ] [0. 0. 0. 0. 0. 0. 0. 0. 0. 0. 0. 0. 0. 0. 0. 0. 0. 0. 0. 0. 0. 0. 0. 0. 0. 0. 0. 0. 0. 0. ] [0. 0. 0. 0. 0. 0. 0. 0. 0. 0. 0. 0. 0. 0. 0. 0. 0. 0. 0. 0. 0. 0. 0. 0. 0. 0. 0. 0. 0. 0. ] [0. 0. 0. 0. 0. 0. 0. 0. 0. 0. 0. 0. 0. 0. 0. 0. 0. 0. 0. 0. 0. 0. 0. 0. 0. 0. 0. 0. 0. 0. ] [0. 0. 0. 0. 0. 0. 0. 0. 0. 0. 0. 0. 0. 0. 0. 0. 0. 0. 0. 0. 0. 0. 0. 0. 0. 0. 0. 0. 0. 0. ] [0. 0. 0. 0. 0. 0. 0. 0. 0. 0. 0. 0. 0. 0. 0. 0. 0. 0. 0. 0. 0. 0. 0. 0. 0. 0. 0. 0. 0. 0. ] [0. 0. 0. 0. 0. 0. 0. 0. 0. 0. 0. 0. 0. 0. 0. 0. 0. 0. 0. 0. 0. 0. 0. 0. 0. 0. 0. 0. 0. 0. ] [0. 0. 0. 0. 0. 0. 0. 0. 0. 0. 0. 0. 0. 0. 0. 0. 0. 0. 0. 0. 0. 0. 0. 0. 0. 0. 0. 0. 0. 0. ] [0. 0. 0. 0. 0. 0. 0. 0. 0. 0. 0. 0. 0. 0. 0. 0. 0. 0. 0. 0. 0. 0. 0. 0. 0. 0. 0. 0. 0. 0. ] [0. 0. 0. 0. 0. 0. 0. 0. 0. 0. 0. 0. 0. 0. 0. 0. 0. 0. 0. 0. 0. 0. 0. 0. 0. 0. 0. 0. 0. 0. ]] | 2D array of the non-dimensional midpoint defined along the outer profile of a layer. The first dimension represents each layer, the second dimension represents each entry along blade span.
blade.internal_structure_2d_fem.layer_start_nd_yaml | output |  | [[0. 0. 0. 0. 0. 0. 0. 0. 0. 0. 0. 0. 0. 0. 0. 0. 0. 0. 0. 0. 0. 0. 0. 0. 0. 0. 0. 0. 0. 0.] [0. 0. 0. 0. 0. 0. 0. 0. 0. 0. 0. 0. 0. 0. 0. 0. 0. 0. 0. 0. 0. 0. 0. 0. 0. 0. 0. 0. 0. 0.] [0. 0. 0. 0. 0. 0. 0. 0. 0. 0. 0. 0. 0. 0. 0. 0. 0. 0. 0. 0. 0. 0. 0. 0. 0. 0. 0. 0. 0. 0.] [0. 0. 0. 0. 0. 0. 0. 0. 0. 0. 0. 0. 0. 0. 0. 0. 0. 0. 0. 0. 0. 0. 0. 0. 0. 0. 0. 0. 0. 0.] [0. 0. 0. 0. 0. 0. 0. 0. 0. 0. 0. 0. 0. 0. 0. 0. 0. 0. 0. 0. 0. 0. 0. 0. 0. 0. 0. 0. 0. 0.] [0. 0. 0. 0. 0. 0. 0. 0. 0. 0. 0. 0. 0. 0. 0. 0. 0. 0. 0. 0. 0. 0. 0. 0. 0. 0. 0. 0. 0. 0.] [0. 0. 0. 0. 0. 0. 0. 0. 0. 0. 0. 0. 0. 0. 0. 0. 0. 0. 0. 0. 0. 0. 0. 0. 0. 0. 0. 0. 0. 0.] [0. 0. 0. 0. 0. 0. 0. 0. 0. 0. 0. 0. 0. 0. 0. 0. 0. 0. 0. 0. 0. 0. 0. 0. 0. 0. 0. 0. 0. 0.] [0. 0. 0. 0. 0. 0. 0. 0. 0. 0. 0. 0. 0. 0. 0. 0. 0. 0. 0. 0. 0. 0. 0. 0. 0. 0. 0. 0. 0. 0.] [0. 0. 0. 0. 0. 0. 0. 0. 0. 0. 0. 0. 0. 0. 0. 0. 0. 0. 0. 0. 0. 0. 0. 0. 0. 0. 0. 0. 0. 0.] [0. 0. 0. 0. 0. 0. 0. 0. 0. 0. 0. 0. 0. 0. 0. 0. 0. 0. 0. 0. 0. 0. 0. 0. 0. 0. 0. 0. 0. 0.] [0. 0. 0. 0. 0. 0. 0. 0. 0. 0. 0. 0. 0. 0. 0. 0. 0. 0. 0. 0. 0. 0. 0. 0. 0. 0. 0. 0. 0. 0.] [0. 0. 0. 0. 0. 0. 0. 0. 0. 0. 0. 0. 0. 0. 0. 0. 0. 0. 0. 0. 0. 0. 0. 0. 0. 0. 0. 0. 0. 0.] [0. 0. 0. 0. 0. 0. 0. 0. 0. 0. 0. 0. 0. 0. 0. 0. 0. 0. 0. 0. 0. 0. 0. 0. 0. 0. 0. 0. 0. 0.] [0. 0. 0. 0. 0. 0. 0. 0. 0. 0. 0. 0. 0. 0. 0. 0. 0. 0. 0. 0. 0. 0. 0. 0. 0. 0. 0. 0. 0. 0.] [0. 0. 0. 0. 0. 0. 0. 0. 0. 0. 0. 0. 0. 0. 0. 0. 0. 0. 0. 0. 0. 0. 0. 0. 0. 0. 0. 0. 0. 0.] [0. 0. 0. 0. 0. 0. 0. 0. 0. 0. 0. 0. 0. 0. 0. 0. 0. 0. 0. 0. 0. 0. 0. 0. 0. 0. 0. 0. 0. 0.] [0. 0. 0. 0. 0. 0. 0. 0. 0. 0. 0. 0. 0. 0. 0. 0. 0. 0. 0. 0. 0. 0. 0. 0. 0. 0. 0. 0. 0. 0.]] | 2D array of the non-dimensional start point defined along the outer profile of a layer. The TE suction side is 0, the TE pressure side is 1. The first dimension represents each layer, the second dimension represents each entry along blade span.
blade.internal_structure_2d_fem.layer_end_nd_yaml | output |  | [[1. 1. 1. 1. 1. 1. 1. 1. 1. 1. 1. 1. 1. 1. 1. 1. 1. 1. 1. 1. 1. 1. 1. 1. 1. 1. 1. 1. 1. 1.] [1. 1. 1. 1. 1. 1. 1. 1. 1. 1. 1. 1. 1. 1. 1. 1. 1. 1. 1. 1. 1. 1. 1. 1. 1. 1. 1. 1. 1. 1.] [0. 0. 0. 0. 0. 0. 0. 0. 0. 0. 0. 0. 0. 0. 0. 0. 0. 0. 0. 0. 0. 0. 0. 0. 0. 0. 0. 0. 0. 0.] [0. 0. 0. 0. 0. 0. 0. 0. 0. 0. 0. 0. 0. 0. 0. 0. 0. 0. 0. 0. 0. 0. 0. 0. 0. 0. 0. 0. 0. 0.] [0. 0. 0. 0. 0. 0. 0. 0. 0. 0. 0. 0. 0. 0. 0. 0. 0. 0. 0. 0. 0. 0. 0. 0. 0. 0. 0. 0. 0. 0.] [0. 0. 0. 0. 0. 0. 0. 0. 0. 0. 0. 0. 0. 0. 0. 0. 0. 0. 0. 0. 0. 0. 0. 0. 0. 0. 0. 0. 0. 0.] [1. 1. 1. 1. 1. 1. 1. 1. 1. 1. 1. 1. 1. 1. 1. 1. 1. 1. 1. 1. 1. 1. 1. 1. 1. 1. 1. 1. 1. 1.] [0. 0. 0. 0. 0. 0. 0. 0. 0. 0. 0. 0. 0. 0. 0. 0. 0. 0. 0. 0. 0. 0. 0. 0. 0. 0. 0. 0. 0. 0.] [0. 0. 0. 0. 0. 0. 0. 0. 0. 0. 0. 0. 0. 0. 0. 0. 0. 0. 0. 0. 0. 0. 0. 0. 0. 0. 0. 0. 0. 0.] [0. 0. 0. 0. 0. 0. 0. 0. 0. 0. 0. 0. 0. 0. 0. 0. 0. 0. 0. 0. 0. 0. 0. 0. 0. 0. 0. 0. 0. 0.] [0. 0. 0. 0. 0. 0. 0. 0. 0. 0. 0. 0. 0. 0. 0. 0. 0. 0. 0. 0. 0. 0. 0. 0. 0. 0. 0. 0. 0. 0.] [1. 1. 1. 1. 1. 1. 1. 1. 1. 1. 1. 1. 1. 1. 1. 1. 1. 1. 1. 1. 1. 1. 1. 1. 1. 1. 1. 1. 1. 1.] [0. 0. 0. 0. 0. 0. 0. 0. 0. 0. 0. 0. 0. 0. 0. 0. 0. 0. 0. 0. 0. 0. 0. 0. 0. 0. 0. 0. 0. 0.] [0. 0. 0. 0. 0. 0. 0. 0. 0. 0. 0. 0. 0. 0. 0. 0. 0. 0. 0. 0. 0. 0. 0. 0. 0. 0. 0. 0. 0. 0.] [0. 0. 0. 0. 0. 0. 0. 0. 0. 0. 0. 0. 0. 0. 0. 0. 0. 0. 0. 0. 0. 0. 0. 0. 0. 0. 0. 0. 0. 0.] [0. 0. 0. 0. 0. 0. 0. 0. 0. 0. 0. 0. 0. 0. 0. 0. 0. 0. 0. 0. 0. 0. 0. 0. 0. 0. 0. 0. 0. 0.] [0. 0. 0. 0. 0. 0. 0. 0. 0. 0. 0. 0. 0. 0. 0. 0. 0. 0. 0. 0. 0. 0. 0. 0. 0. 0. 0. 0. 0. 0.] [0. 0. 0. 0. 0. 0. 0. 0. 0. 0. 0. 0. 0. 0. 0. 0. 0. 0. 0. 0. 0. 0. 0. 0. 0. 0. 0. 0. 0. 0.]] | 2D array of the non-dimensional end point defined along the outer profile of a layer. The TE suction side is 0, the TE pressure side is 1. The first dimension represents each layer, the second dimension represents each entry along blade span.
blade.internal_structure_2d_fem.layer_side | output | Unavailable | ['', '', 'suction', 'pressure', '', '', '', '', '', '', '', '', '', '', '', '', '', ''] | 1D array setting whether the layer is on the suction or pressure side. This entry is only used if definition_layer is equal to 1 or 2.
blade.internal_structure_2d_fem.definition_web | output | Unavailable | [1. 1.] | 1D array of flags identifying how webs are specified in the yaml. 1) offset+rotation=twist 2) offset+rotation
blade.internal_structure_2d_fem.definition_layer | output | Unavailable | [ 9. 9. 2. 2. 5. 7. 8. 6. 6. 6. 6. 9. 10. 10. 10. 10. 10. 10.] | 1D array of flags identifying how layers are specified in the yaml. 1) all around (skin, paint, ) 2) offset+rotation twist+width (spar caps) 3) offset+user defined rotation+width 4) midpoint TE+width (TE reinf) 5) midpoint LE+width (LE reinf) 6) layer position fixed to other layer (core fillers) 7) start and width 8) end and width 9) start and end nd 10) web layer
blade.internal_structure_2d_fem.index_layer_start | output | Unavailable | [0. 0. 0. 0. 0. 0. 0. 5. 2. 4. 3. 0. 0. 0. 0. 0. 0. 0.] | Index used to fix a layer to another
blade.internal_structure_2d_fem.index_layer_end | output | Unavailable | [0. 0. 0. 0. 0. 0. 0. 2. 4. 3. 6. 0. 0. 0. 0. 0. 0. 0.] | Index used to fix a layer to another
blade.interp_airfoils.af_position | input |  | [0. 0.00416667 0.02083333 0.04166667 0.08333333 0.125 0.16666667 0.20833333 0.25 0.29166667 0.33333333 0.375 0.41666667 0.45833333 0.5 0.54166667 0.58333333 0.625 0.66666667 0.70833333 0.75 0.79166667 0.83333333 0.875 0.91666667 0.95833333 0.99958333 1. ] | 1D array of the non dimensional positions of the airfoils af_used defined along blade span.
blade.interp_airfoils.ac | input |  | [0.275 0.5 0.275 0.275 0.275 0.275 0.275] | 1D array of the aerodynamic centers of each airfoil.
blade.interp_airfoils.r_thick_discrete | input |  | [0.4 1. 0.3 0.21 0.25 0.35 0.17] | 1D array of the relative thicknesses of each airfoil.
blade.interp_airfoils.aoa | input | rad | [-3.14159265 -3.08923278 -3.0368729 -2.98451302 -2.93215314 -2.87979327 -2.82743339 -2.77507351 -2.72271363 -2.67035376 -2.61799388 -2.565634 -2.51327412 -2.46091425 -2.40855437 -2.35619449 -2.30383461 -2.25147474 -2.19911486 -2.14675498 -2.0943951 -2.04203522 -1.98967535 -1.93731547 -1.88495559 -1.83259571 -1.78023584 -1.72787596 -1.67551608 -1.6231562 -1.57079633 -1.51843645 -1.46607657 -1.41371669 -1.36135682 -1.30899694 -1.25663706 -1.20427718 -1.15191731 -1.09955743 -1.04719755 -0.99483767 -0.9424778 -0.89011792 -0.83775804 -0.78539816 -0.73303829 -0.68067841 -0.62831853 -0.57595865 -0.52359878 -0.51302102 -0.50244327 -0.49186552 -0.48128776 -0.47071001 -0.46013226 -0.4495545 -0.43897675 -0.428399 -0.41782125 -0.40724349 -0.39666574 -0.38608799 -0.37551023 -0.36493248 -0.35435473 -0.34377697 -0.33319922 -0.32262147 -0.31204371 -0.30146596 -0.29088821 -0.28031046 -0.2697327 -0.25915495 -0.2485772 -0.23799944 -0.22742169 -0.21684394 -0.20626618 -0.19568843 -0.18511068 -0.17453293 -0.16395517 -0.15337742 -0.14279967 -0.13222191 -0.12164416 -0.11106641 -0.10048865 -0.0899109 -0.07933315 -0.06875539 -0.05817764 -0.04759989 -0.03702214 -0.02644438 -0.01586663 -0.00528888 0.00528888 0.01586663 0.02644438 0.03702214 0.04759989 0.05817764 0.06875539 0.07933315 0.0899109 0.10048865 0.11106641 0.12164416 0.13222191 0.14279967 0.15337742 0.16395517 0.17453293 0.18511068 0.19568843 0.20626618 0.21684394 0.22742169 0.23799944 0.2485772 0.25915495 0.2697327 0.28031046 0.29088821 0.30146596 0.31204371 0.32262147 0.33319922 0.34377697 0.35435473 0.36493248 0.37551023 0.38608799 0.39666574 0.40724349 0.41782125 0.428399 0.43897675 0.4495545 0.46013226 0.47071001 0.48128776 0.49186552 0.50244327 0.51302102 0.52359878 0.57595865 0.62831853 0.68067841 0.73303829 0.78539816 0.83775804 0.89011792 0.9424778 0.99483767 1.04719755 1.09955743 1.15191731 1.20427718 1.25663706 1.30899694 1.36135682 1.41371669 1.46607657 1.51843645 1.57079633 1.6231562 1.67551608 1.72787596 1.78023584 1.83259571 1.88495559 1.93731547 1.98967535 2.04203522 2.0943951 2.14675498 2.19911486 2.25147474 2.30383461 2.35619449 2.40855437 2.46091425 2.51327412 2.565634 2.61799388 2.67035376 2.72271363 2.77507351 2.82743339 2.87979327 2.93215314 2.98451302 3.0368729 3.08923278 3.14159265] | 1D array of the angles of attack used to define the polars of the airfoils. All airfoils defined in openmdao share this grid.
blade.interp_airfoils.cl | input |  | [[[[ 1.27742998e-02]] [[ 1.42693272e-01]] [[ 2.58637012e-01]] ... [[-2.66800672e-01]] [[-1.38782724e-01]] [[ 1.27742998e-02]]] [[[ 0.00000000e+00]] [[ 0.00000000e+00]] [[ 0.00000000e+00]] ... [[ 0.00000000e+00]] [[ 0.00000000e+00]] [[ 0.00000000e+00]]] [[[ 4.96420961e-02]] [[ 1.87282479e-01]] [[ 3.10020952e-01]] ... [[-3.20759911e-01]] [[-1.62662921e-01]] [[ 4.96420961e-02]]] ... [[[-2.61646824e-03]] [[ 2.32069003e-01]] [[ 4.60318188e-01]] ... [[-4.60746100e-01]] [[-2.33089501e-01]] [[-2.61646824e-03]]] [[[ 1.80442976e-02]] [[ 1.49402929e-01]] [[ 2.66763118e-01]] ... [[-2.71122153e-01]] [[-1.39129728e-01]] [[ 1.80442976e-02]]] [[[-1.53642952e-08]] [[ 2.24280087e-01]] [[ 4.60935912e-01]] ... [[-4.60935912e-01]] [[-2.24280087e-01]] [[ 1.53642952e-08]]]] | 4D array with the lift coefficients of the airfoils. Dimension 0 is along the different airfoils defined in the yaml, dimension 1 is along the angles of attack, dimension 2 is along the Reynolds number, dimension 3 is along the number of tabs, which may describe multiple sets at the same station, for example in presence of a flap.
blade.interp_airfoils.cd | input |  | [[[[0.06162547]] [[0.06296798]] [[0.06920074]] ... [[0.07156878]] [[0.06373137]] [[0.06162547]]] [[[0.5 ]] [[0.5 ]] [[0.5 ]] ... [[0.5 ]] [[0.5 ]] [[0.5 ]]] [[[0.02308492]] [[0.03208652]] [[0.05037982]] ... [[0.05179242]] [[0.0324726 ]] [[0.02308492]]] ... [[[0.01677446]] [[0.02683965]] [[0.04620442]] ... [[0.04768644]] [[0.02744935]] [[0.01677446]]] [[[0.03773591]] [[0.04508672]] [[0.06158979]] ... [[0.05995048]] [[0.04432275]] [[0.03773591]]] [[[0.0198 ]] [[0.02572598]] [[0.04114402]] ... [[0.04047996]] [[0.02538511]] [[0.0198 ]]]] | 4D array with the drag coefficients of the airfoils. Dimension 0 is along the different airfoils defined in the yaml, dimension 1 is along the angles of attack, dimension 2 is along the Reynolds number, dimension 3 is along the number of tabs, which may describe multiple sets at the same station, for example in presence of a flap.
blade.interp_airfoils.cm | input |  | [[[[ 3.70854259e-04]] [[ 5.78906867e-02]] [[ 1.09442053e-01]] ... [[-1.20140868e-01]] [[-6.33445740e-02]] [[ 3.70854259e-04]]] [[[ 0.00000000e+00]] [[ 0.00000000e+00]] [[ 0.00000000e+00]] ... [[ 0.00000000e+00]] [[ 0.00000000e+00]] [[ 0.00000000e+00]]] [[[-1.86042725e-07]] [[ 8.25025552e-02]] [[ 1.70228612e-01]] ... [[-1.69531819e-01]] [[-8.25480839e-02]] [[-1.86042725e-07]]] ... [[[-5.55629713e-07]] [[ 1.10572981e-01]] [[ 2.27490820e-01]] ... [[-2.27669873e-01]] [[-1.10610368e-01]] [[-5.55629713e-07]]] [[[ 4.09061074e-04]] [[ 5.80698162e-02]] [[ 1.09744885e-01]] ... [[-1.18962339e-01]] [[-6.27004305e-02]] [[ 4.09061074e-04]]] [[[-7.71299959e-09]] [[ 1.12680187e-01]] [[ 2.31783829e-01]] ... [[-2.31710912e-01]] [[-1.12584318e-01]] [[ 7.70271560e-09]]]] | 4D array with the moment coefficients of the airfoils. Dimension 0 is along the different airfoils defined in the yaml, dimension 1 is along the angles of attack, dimension 2 is along the Reynolds number, dimension 3 is along the number of tabs, which may describe multiple sets at the same station, for example in presence of a flap.
blade.interp_airfoils.coord_xy | input |  | [[[ 1.00000000e+00 -3.47000010e-03] [ 9.82059782e-01 4.47998271e-04] [ 9.63825795e-01 2.56230054e-03] ... [ 9.66589031e-01 1.42523879e-02] [ 9.83283080e-01 8.83657527e-03] [ 1.00000000e+00 3.47000010e-03]] [[ 1.00000000e+00 0.00000000e+00] [ 9.99310113e-01 -2.24586628e-02] [ 9.97715675e-01 -4.48159779e-02] ... [ 9.97767307e-01 4.41944433e-02] [ 9.99327246e-01 2.21465777e-02] [ 1.00000000e+00 -5.92245437e-18]] [[ 1.00000000e+00 -2.46000000e-03] [ 9.79182514e-01 2.21522127e-03] [ 9.58045687e-01 5.01713457e-03] ... [ 9.60781257e-01 1.32444951e-02] [ 9.80406715e-01 7.93618866e-03] [ 1.00000000e+00 2.46000000e-03]] ... [[ 1.00000000e+00 -2.13100000e-03] [ 9.77589551e-01 1.91382544e-03] [ 9.55115490e-01 5.46087449e-03] ... [ 9.57108237e-01 1.39643103e-02] [ 9.78595852e-01 8.23338042e-03] [ 1.00000000e+00 2.13100000e-03]] [[ 1.00000000e+00 -2.83000000e-03] [ 9.81183777e-01 1.62237678e-03] [ 9.62006541e-01 4.01671112e-03] ... [ 9.64854654e-01 1.29112589e-02] [ 9.82422420e-01 7.86900286e-03] [ 1.00000000e+00 2.83000000e-03]] [[ 1.00000000e+00 -1.56966672e-03] [ 9.76316764e-01 1.02847187e-03] [ 9.52601299e-01 3.04112178e-03] ... [ 9.53511819e-01 1.21364556e-02] [ 9.76793838e-01 7.07018392e-03] [ 1.00000000e+00 1.56966672e-03]]] | 3D array of the x and y airfoil coordinates of the n_af airfoils.
blade.interp_airfoils.name | input | Unavailable | ['DU40_A17', 'Cylinder', 'DU30_A17', 'DU21_A17', 'DU25_A17', 'DU35_A17', 'DU17_A17'] | 1D array of names of airfoils.
blade.outer_shape_bem.s_default | output |  | [0. 0.03448276 0.06896552 0.10344828 0.13793103 0.17241379 0.20689655 0.24137931 0.27586207 0.31034483 0.34482759 0.37931034 0.4137931 0.44827586 0.48275862 0.51724138 0.55172414 0.5862069 0.62068966 0.65517241 0.68965517 0.72413793 0.75862069 0.79310345 0.82758621 0.86206897 0.89655172 0.93103448 0.96551724 1. ] | 1D array of the non-dimensional spanwise grid defined along blade axis (0-blade root, 1-blade tip)
blade.outer_shape_bem.chord_yaml | output | m | [5. 6.45057184 7. 7. 7. 6.98980714 6.72049092 6.4708953 6.24487326 5.94201502 5.55704973 5.19612751 4.85662024 4.55786366 4.23832377 3.93496921 3.68586956 3.48067502 3.22630701 3.05296816 2.88965517 2.72413792 2.55862069 2.39310346 2.22758619 2.06206896 1.901718 1.71813319 1.36512688 0.5 ] | 1D array of the chord values defined along blade span.
blade.outer_shape_bem.twist_yaml | output | rad | [ 0.97738438 0.66076487 0.48378032 0.35172297 0.23757181 0.15461066 0.11998401 0.08951877 0.08011156 0.06839539 0.05069348 0.03689154 0.02589658 -0.00260522 -0.01628047 -0.02163829 -0.02589926 -0.03262599 -0.03850517 -0.04566013 -0.04813058 -0.04991932 -0.05373845 -0.05934119 -0.05934119 -0.05135876 -0.03840534 -0.02422526 -0.01097925 -0.00418879] | 1D array of the twist values defined along blade span. The twist is defined positive for negative rotations around the z axis (the same as in BeamDyn).
blade.outer_shape_bem.r_thick_yaml | output |  | [0. 0. 0. 0. 0. 0. 0. 0. 0. 0. 0. 0. 0. 0. 0. 0. 0. 0. 0. 0. 0. 0. 0. 0. 0. 0. 0. 0. 0. 0.] | 1D array of the relative thickness values defined along blade span.
blade.outer_shape_bem.pitch_axis_yaml | output |  | [0.5 0.33681067 0.275 0.275 0.275 0.275 0.275 0.275 0.275 0.275 0.275 0.275 0.275 0.275 0.275 0.275 0.275 0.275 0.275 0.275 0.275 0.275 0.275 0.275 0.275 0.275 0.275 0.275 0.275 0.275 ] | 1D array of the chordwise position of the pitch axis (0-LE, 1-TE), defined along blade span.
blade.outer_shape_bem.ref_axis_yaml | output | m | [[ 0. 0. 0. ] [ 0. 0. 4.1379309 ] [ 0. 0. 8.27586218] [ 0. 0. 12.41379339] [ 0. 0. 16.55172397] [ 0. 0. 20.68965483] [ 0. 0. 24.8275866 ] [ 0. 0. 28.96551734] [ 0. 0. 33.10344794] [ 0. 0. 37.24137925] [ 0. 0. 41.37931072] [ 0. 0. 45.51724133] [ 0. 0. 49.65517201] [ 0. 0. 53.79310371] [ 0. 0. 57.93103471] [ 0. 0. 62.06896529] [ 0. 0. 66.20689629] [ 0. 0. 70.34482799] [ 0. 0. 74.48275867] [ 0. 0. 78.62068928] [ 0. 0. 82.75862075] [ 0. 0. 86.89655206] [ 0. 0. 91.03448266] [ 0. 0. 95.1724134 ] [ 0. 0. 99.31034517] [ 0. 0. 103.44827603] [ 0. 0. 107.58620661] [ 0. 0. 111.72413775] [ 0. 0. 115.86207007] [ 0. 0. 120. ]] | 2D array of the coordinates (x,y,z) of the blade reference axis, defined along blade span. The coordinate system is the one of BeamDyn: it is placed at blade root with x pointing the suction side of the blade, y pointing the trailing edge and z along the blade span. A standard configuration will have negative x values (prebend), if swept positive y values, and positive z values.
blade.outer_shape_bem.span_end | input |  | [] | 1D array of the positions along blade span where something (a DAC device?) starts and we want a grid point. Only values between 0 and 1 are meaningful.
blade.outer_shape_bem.span_ext | input |  | [] | 1D array of the extensions along blade span where something (a DAC device?) lives and we want a grid point. Only values between 0 and 1 are meaningful.
blade.pa.s_opt_twist | input |  | [0. 0.03448276 0.06896552 0.10344828 0.13793103 0.17241379 0.20689655 0.24137931 0.27586207 0.31034483 0.34482759 0.37931034 0.4137931 0.44827586 0.48275862 0.51724138 0.55172414 0.5862069 0.62068966 0.65517241 0.68965517 0.72413793 0.75862069 0.79310345 0.82758621 0.86206897 0.89655172 0.93103448 0.96551724 1. ] | 1D array of the non-dimensional spanwise grid defined along blade axis to optimize the blade twist angle
blade.pa.twist_opt | input | rad | [ 0.97738438 0.66076487 0.48378032 0.35172297 0.23757181 0.15461066 0.11998401 0.08951877 0.08011156 0.06839539 0.05069348 0.03689154 0.02589658 -0.00260522 -0.01628047 -0.02163829 -0.02589926 -0.03262599 -0.03850517 -0.04566013 -0.04813058 -0.04991932 -0.05373845 -0.05934119 -0.05934119 -0.05135876 -0.03840534 -0.02422526 -0.01097925 -0.00418879] | 1D array of the twist angle being optimized at the n_opt locations.
blade.pa.s_opt_chord | input |  | [0. 0.03448276 0.06896552 0.10344828 0.13793103 0.17241379 0.20689655 0.24137931 0.27586207 0.31034483 0.34482759 0.37931034 0.4137931 0.44827586 0.48275862 0.51724138 0.55172414 0.5862069 0.62068966 0.65517241 0.68965517 0.72413793 0.75862069 0.79310345 0.82758621 0.86206897 0.89655172 0.93103448 0.96551724 1. ] | 1D array of the non-dimensional spanwise grid defined along blade axis to optimize the blade chord
blade.pa.chord_opt | input | m | [5. 6.45057184 7. 7. 7. 6.98980714 6.72049092 6.4708953 6.24487326 5.94201502 5.55704973 5.19612751 4.85662024 4.55786366 4.23832377 3.93496921 3.68586956 3.48067502 3.22630701 3.05296816 2.88965517 2.72413792 2.55862069 2.39310346 2.22758619 2.06206896 1.901718 1.71813319 1.36512688 0.5 ] | 1D array of the chord being optimized at the n_opt locations.
blade.ps.layer_thickness_original | input | m | [[0.0005 0.0005 0.0005 0.0005 0.0005 0.0005 0.0005 0.0005 0.0005 0.0005 0.0005 0.0005 0.0005 0.0005 0.0005 0.0005 0.0005 0.0005 0.0005 0.0005 0.0005 0.0005 0.0005 0.0005 0.0005 0.0005 0.0005 0.0005 0.0005 0.0005 ] [0.05 0.04081969 0.03226966 0.02415612 0.01564759 0.00867322 0.00473378 0.00312627 0.00227767 0.00203461 0.00200053 0.00200002 0.002 0.002 0.002 0.002 0.002 0.002 0.002 0.002 0.002 0.002 0.002 0.002 0.00180323 0.00131224 0.00104021 0.00100135 0.001 0.001 ] [0.0001 0.00438147 0.0150519 0.03035182 0.04746369 0.06362935 0.07611578 0.08317021 0.08937909 0.09450151 0.09777677 0.09841932 0.09739565 0.09512692 0.09226371 0.08925432 0.08635675 0.0832791 0.07972353 0.07549254 0.0699988 0.06112214 0.04860463 0.03545513 0.02466062 0.01776472 0.01194345 0.00691416 0.00324837 0.001 ] [0.0001 0.00438147 0.0150519 0.03035182 0.04746369 0.06362935 0.07611578 0.08317021 0.08937909 0.09450151 0.09777677 0.09841932 0.09739565 0.09512692 0.09226371 0.08925432 0.08635675 0.0832791 0.07972353 0.07549254 0.0699988 0.06112214 0.04860463 0.03545513 0.02466062 0.01776472 0.01194345 0.00691416 0.00324837 0.001 ] [0. 0. 0. 0.00299507 0.00294581 0.00289655 0.00284729 0.00279803 0.00274877 0.00269951 0.00265025 0.00260099 0.00255172 0.00250246 0.0024532 0.00240394 0.00235468 0.00230542 0.00225616 0.0022069 0.00215764 0.00210837 0.00205911 0.00200985 0. 0. 0. 0. 0. 0. ] [0. 0. 0. 0.0151551 0.02659419 0.03838054 0.04863375 0.05706524 0.06593926 0.07399829 0.07952219 0.08035564 0.07552905 0.06548829 0.05371052 0.04289912 0.03358001 0.02375535 0.01434111 0.00715383 0.00416067 0.00301727 0.0021994 0.00162397 0. 0. 0. 0. 0. 0. ] [0. 0. 0. 0.0151551 0.02659419 0.03838054 0.04863375 0.05706524 0.06593926 0.07399829 0.07952219 0.08035564 0.07552905 0.06548829 0.05371052 0.04289912 0.03358001 0.02375535 0.01434111 0.00715383 0.00416067 0.00301727 0.0021994 0.00162397 0. 0. 0. 0. 0. 0. ] [0. 0. 0. 0.05972906 0.0570197 0.05431034 0.05160099 0.04889163 0.04618227 0.04347291 0.04076355 0.03805419 0.03534483 0.03263547 0.02992611 0.02721675 0.02450739 0.02179803 0.01908867 0.01637931 0.01366995 0.01096059 0.00825123 0.00554187 0. 0. 0. 0. 0. 0. ] [0. 0. 0. 0.05972906 0.0570197 0.05431034 0.05160099 0.04889163 0.04618227 0.04347291 0.04076355 0.03805419 0.03534483 0.03263547 0.02992611 0.02721675 0.02450739 0.02179803 0.01908867 0.01637931 0.01366995 0.01096059 0.00825123 0.00554187 0. 0. 0. 0. 0. 0. ] [0. 0. 0. 0.05972906 0.0570197 0.05431034 0.05160099 0.04889163 0.04618227 0.04347291 0.04076355 0.03805419 0.03534483 0.03263547 0.02992611 0.02721675 0.02450739 0.02179803 0.01908867 0.01637931 0.01366995 0.01096059 0.00825123 0.00554187 0. 0. 0. 0. 0. 0. ] [0. 0. 0. 0.05972906 0.0570197 0.05431034 0.05160099 0.04889163 0.04618227 0.04347291 0.04076355 0.03805419 0.03534483 0.03263547 0.02992611 0.02721675 0.02450739 0.02179803 0.01908867 0.01637931 0.01366995 0.01096059 0.00825123 0.00554187 0. 0. 0. 0. 0. 0. ] [0.05 0.04081969 0.03226966 0.02415612 0.01564759 0.00867322 0.00473378 0.00312627 0.00227767 0.00203461 0.00200053 0.00200002 0.002 0.002 0.002 0.002 0.002 0.002 0.002 0.002 0.002 0.002 0.002 0.002 0.00180323 0.00131224 0.00104021 0.00100135 0.001 0.001 ] [0. 0. 0. 0.00199391 0.00193306 0.00187221 0.00181136 0.00175051 0.00168966 0.0016288 0.00156795 0.0015071 0.00144625 0.0013854 0.00132454 0.00126369 0.00120284 0.00114199 0.00108114 0.00102028 0.00095943 0.00089858 0.00083773 0.00077688 0.00071602 0.00065517 0.00059432 0.00053347 0. 0. ] [0. 0. 0. 0.04284584 0.04130426 0.03976268 0.0382211 0.03667951 0.03513793 0.03359635 0.03205477 0.03051318 0.0289716 0.02743002 0.02588844 0.02434686 0.02280527 0.02126369 0.01972211 0.01818053 0.01663895 0.01509736 0.01355578 0.0120142 0.01047262 0.00893103 0.00738945 0.00584787 0. 0. ] [0. 0. 0. 0.00199391 0.00193306 0.00187221 0.00181136 0.00175051 0.00168966 0.0016288 0.00156795 0.0015071 0.00144625 0.0013854 0.00132454 0.00126369 0.00120284 0.00114199 0.00108114 0.00102028 0.00095943 0.00089858 0.00083773 0.00077688 0.00071602 0.00065517 0.00059432 0.00053347 0. 0. ] [0. 0. 0. 0.00199391 0.00193306 0.00187221 0.00181136 0.00175051 0.00168966 0.0016288 0.00156795 0.0015071 0.00144625 0.0013854 0.00132454 0.00126369 0.00120284 0.00114199 0.00108114 0.00102028 0.00095943 0.00089858 0.00083773 0.00077688 0.00071602 0.00065517 0.00059432 0.00053347 0. 0. ] [0. 0. 0. 0.04284584 0.04130426 0.03976268 0.0382211 0.03667951 0.03513793 0.03359635 0.03205477 0.03051318 0.0289716 0.02743002 0.02588844 0.02434686 0.02280527 0.02126369 0.01972211 0.01818053 0.01663895 0.01509736 0.01355578 0.0120142 0.01047262 0.00893103 0.00738945 0.00584787 0. 0. ] [0. 0. 0. 0.00199391 0.00193306 0.00187221 0.00181136 0.00175051 0.00168966 0.0016288 0.00156795 0.0015071 0.00144625 0.0013854 0.00132454 0.00126369 0.00120284 0.00114199 0.00108114 0.00102028 0.00095943 0.00089858 0.00083773 0.00077688 0.00071602 0.00065517 0.00059432 0.00053347 0. 0. ]] | 2D array of the thickness of the layers of the blade structure. The first dimension represents each layer, the second dimension represents each entry along blade span.
blade.ps.s_opt_layer_0 | input |  | [0. 0.03448276 0.06896552 0.10344828 0.13793103 0.17241379 0.20689655 0.24137931 0.27586207 0.31034483 0.34482759 0.37931034 0.4137931 0.44827586 0.48275862 0.51724138 0.55172414 0.5862069 0.62068966 0.65517241 0.68965517 0.72413793 0.75862069 0.79310345 0.82758621 0.86206897 0.89655172 0.93103448 0.96551724 1. ]
blade.ps.layer_0_opt | input | m | [0.0005 0.0005 0.0005 0.0005 0.0005 0.0005 0.0005 0.0005 0.0005 0.0005 0.0005 0.0005 0.0005 0.0005 0.0005 0.0005 0.0005 0.0005 0.0005 0.0005 0.0005 0.0005 0.0005 0.0005 0.0005 0.0005 0.0005 0.0005 0.0005 0.0005]
blade.ps.s_opt_layer_1 | input |  | [0. 0.03448276 0.06896552 0.10344828 0.13793103 0.17241379 0.20689655 0.24137931 0.27586207 0.31034483 0.34482759 0.37931034 0.4137931 0.44827586 0.48275862 0.51724138 0.55172414 0.5862069 0.62068966 0.65517241 0.68965517 0.72413793 0.75862069 0.79310345 0.82758621 0.86206897 0.89655172 0.93103448 0.96551724 1. ]
blade.ps.layer_1_opt | input | m | [0.05 0.04081969 0.03226966 0.02415612 0.01564759 0.00867322 0.00473378 0.00312627 0.00227767 0.00203461 0.00200053 0.00200002 0.002 0.002 0.002 0.002 0.002 0.002 0.002 0.002 0.002 0.002 0.002 0.002 0.00180323 0.00131224 0.00104021 0.00100135 0.001 0.001 ]
blade.ps.s_opt_layer_2 | input |  | [0. 0.03448276 0.06896552 0.10344828 0.13793103 0.17241379 0.20689655 0.24137931 0.27586207 0.31034483 0.34482759 0.37931034 0.4137931 0.44827586 0.48275862 0.51724138 0.55172414 0.5862069 0.62068966 0.65517241 0.68965517 0.72413793 0.75862069 0.79310345 0.82758621 0.86206897 0.89655172 0.93103448 0.96551724 1. ]
blade.ps.layer_2_opt | input | m | [0.0001 0.00438147 0.0150519 0.03035182 0.04746369 0.06362935 0.07611578 0.08317021 0.08937909 0.09450151 0.09777677 0.09841932 0.09739565 0.09512692 0.09226371 0.08925432 0.08635675 0.0832791 0.07972353 0.07549254 0.0699988 0.06112214 0.04860463 0.03545513 0.02466062 0.01776472 0.01194345 0.00691416 0.00324837 0.001 ]
blade.ps.s_opt_layer_3 | input |  | [0. 0.03448276 0.06896552 0.10344828 0.13793103 0.17241379 0.20689655 0.24137931 0.27586207 0.31034483 0.34482759 0.37931034 0.4137931 0.44827586 0.48275862 0.51724138 0.55172414 0.5862069 0.62068966 0.65517241 0.68965517 0.72413793 0.75862069 0.79310345 0.82758621 0.86206897 0.89655172 0.93103448 0.96551724 1. ]
blade.ps.layer_3_opt | input | m | [0.0001 0.00438147 0.0150519 0.03035182 0.04746369 0.06362935 0.07611578 0.08317021 0.08937909 0.09450151 0.09777677 0.09841932 0.09739565 0.09512692 0.09226371 0.08925432 0.08635675 0.0832791 0.07972353 0.07549254 0.0699988 0.06112214 0.04860463 0.03545513 0.02466062 0.01776472 0.01194345 0.00691416 0.00324837 0.001 ]
blade.ps.s_opt_layer_4 | input |  | [0. 0.03448276 0.06896552 0.10344828 0.13793103 0.17241379 0.20689655 0.24137931 0.27586207 0.31034483 0.34482759 0.37931034 0.4137931 0.44827586 0.48275862 0.51724138 0.55172414 0.5862069 0.62068966 0.65517241 0.68965517 0.72413793 0.75862069 0.79310345 0.82758621 0.86206897 0.89655172 0.93103448 0.96551724 1. ]
blade.ps.layer_4_opt | input | m | [0. 0. 0. 0.00299507 0.00294581 0.00289655 0.00284729 0.00279803 0.00274877 0.00269951 0.00265025 0.00260099 0.00255172 0.00250246 0.0024532 0.00240394 0.00235468 0.00230542 0.00225616 0.0022069 0.00215764 0.00210837 0.00205911 0.00200985 0. 0. 0. 0. 0. 0. ]
blade.ps.s_opt_layer_5 | input |  | [0. 0.03448276 0.06896552 0.10344828 0.13793103 0.17241379 0.20689655 0.24137931 0.27586207 0.31034483 0.34482759 0.37931034 0.4137931 0.44827586 0.48275862 0.51724138 0.55172414 0.5862069 0.62068966 0.65517241 0.68965517 0.72413793 0.75862069 0.79310345 0.82758621 0.86206897 0.89655172 0.93103448 0.96551724 1. ]
blade.ps.layer_5_opt | input | m | [0. 0. 0. 0.0151551 0.02659419 0.03838054 0.04863375 0.05706524 0.06593926 0.07399829 0.07952219 0.08035564 0.07552905 0.06548829 0.05371052 0.04289912 0.03358001 0.02375535 0.01434111 0.00715383 0.00416067 0.00301727 0.0021994 0.00162397 0. 0. 0. 0. 0. 0. ]
blade.ps.s_opt_layer_6 | input |  | [0. 0.03448276 0.06896552 0.10344828 0.13793103 0.17241379 0.20689655 0.24137931 0.27586207 0.31034483 0.34482759 0.37931034 0.4137931 0.44827586 0.48275862 0.51724138 0.55172414 0.5862069 0.62068966 0.65517241 0.68965517 0.72413793 0.75862069 0.79310345 0.82758621 0.86206897 0.89655172 0.93103448 0.96551724 1. ]
blade.ps.layer_6_opt | input | m | [0. 0. 0. 0.0151551 0.02659419 0.03838054 0.04863375 0.05706524 0.06593926 0.07399829 0.07952219 0.08035564 0.07552905 0.06548829 0.05371052 0.04289912 0.03358001 0.02375535 0.01434111 0.00715383 0.00416067 0.00301727 0.0021994 0.00162397 0. 0. 0. 0. 0. 0. ]
blade.ps.s_opt_layer_7 | input |  | [0. 0.03448276 0.06896552 0.10344828 0.13793103 0.17241379 0.20689655 0.24137931 0.27586207 0.31034483 0.34482759 0.37931034 0.4137931 0.44827586 0.48275862 0.51724138 0.55172414 0.5862069 0.62068966 0.65517241 0.68965517 0.72413793 0.75862069 0.79310345 0.82758621 0.86206897 0.89655172 0.93103448 0.96551724 1. ]
blade.ps.layer_7_opt | input | m | [0. 0. 0. 0.05972906 0.0570197 0.05431034 0.05160099 0.04889163 0.04618227 0.04347291 0.04076355 0.03805419 0.03534483 0.03263547 0.02992611 0.02721675 0.02450739 0.02179803 0.01908867 0.01637931 0.01366995 0.01096059 0.00825123 0.00554187 0. 0. 0. 0. 0. 0. ]
blade.ps.s_opt_layer_8 | input |  | [0. 0.03448276 0.06896552 0.10344828 0.13793103 0.17241379 0.20689655 0.24137931 0.27586207 0.31034483 0.34482759 0.37931034 0.4137931 0.44827586 0.48275862 0.51724138 0.55172414 0.5862069 0.62068966 0.65517241 0.68965517 0.72413793 0.75862069 0.79310345 0.82758621 0.86206897 0.89655172 0.93103448 0.96551724 1. ]
blade.ps.layer_8_opt | input | m | [0. 0. 0. 0.05972906 0.0570197 0.05431034 0.05160099 0.04889163 0.04618227 0.04347291 0.04076355 0.03805419 0.03534483 0.03263547 0.02992611 0.02721675 0.02450739 0.02179803 0.01908867 0.01637931 0.01366995 0.01096059 0.00825123 0.00554187 0. 0. 0. 0. 0. 0. ]
blade.ps.s_opt_layer_9 | input |  | [0. 0.03448276 0.06896552 0.10344828 0.13793103 0.17241379 0.20689655 0.24137931 0.27586207 0.31034483 0.34482759 0.37931034 0.4137931 0.44827586 0.48275862 0.51724138 0.55172414 0.5862069 0.62068966 0.65517241 0.68965517 0.72413793 0.75862069 0.79310345 0.82758621 0.86206897 0.89655172 0.93103448 0.96551724 1. ]
blade.ps.layer_9_opt | input | m | [0. 0. 0. 0.05972906 0.0570197 0.05431034 0.05160099 0.04889163 0.04618227 0.04347291 0.04076355 0.03805419 0.03534483 0.03263547 0.02992611 0.02721675 0.02450739 0.02179803 0.01908867 0.01637931 0.01366995 0.01096059 0.00825123 0.00554187 0. 0. 0. 0. 0. 0. ]
blade.ps.s_opt_layer_10 | input |  | [0. 0.03448276 0.06896552 0.10344828 0.13793103 0.17241379 0.20689655 0.24137931 0.27586207 0.31034483 0.34482759 0.37931034 0.4137931 0.44827586 0.48275862 0.51724138 0.55172414 0.5862069 0.62068966 0.65517241 0.68965517 0.72413793 0.75862069 0.79310345 0.82758621 0.86206897 0.89655172 0.93103448 0.96551724 1. ]
blade.ps.layer_10_opt | input | m | [0. 0. 0. 0.05972906 0.0570197 0.05431034 0.05160099 0.04889163 0.04618227 0.04347291 0.04076355 0.03805419 0.03534483 0.03263547 0.02992611 0.02721675 0.02450739 0.02179803 0.01908867 0.01637931 0.01366995 0.01096059 0.00825123 0.00554187 0. 0. 0. 0. 0. 0. ]
blade.ps.s_opt_layer_11 | input |  | [0. 0.03448276 0.06896552 0.10344828 0.13793103 0.17241379 0.20689655 0.24137931 0.27586207 0.31034483 0.34482759 0.37931034 0.4137931 0.44827586 0.48275862 0.51724138 0.55172414 0.5862069 0.62068966 0.65517241 0.68965517 0.72413793 0.75862069 0.79310345 0.82758621 0.86206897 0.89655172 0.93103448 0.96551724 1. ]
blade.ps.layer_11_opt | input | m | [0.05 0.04081969 0.03226966 0.02415612 0.01564759 0.00867322 0.00473378 0.00312627 0.00227767 0.00203461 0.00200053 0.00200002 0.002 0.002 0.002 0.002 0.002 0.002 0.002 0.002 0.002 0.002 0.002 0.002 0.00180323 0.00131224 0.00104021 0.00100135 0.001 0.001 ]
blade.ps.s_opt_layer_12 | input |  | [0. 0.03448276 0.06896552 0.10344828 0.13793103 0.17241379 0.20689655 0.24137931 0.27586207 0.31034483 0.34482759 0.37931034 0.4137931 0.44827586 0.48275862 0.51724138 0.55172414 0.5862069 0.62068966 0.65517241 0.68965517 0.72413793 0.75862069 0.79310345 0.82758621 0.86206897 0.89655172 0.93103448 0.96551724 1. ]
blade.ps.layer_12_opt | input | m | [0. 0. 0. 0.00199391 0.00193306 0.00187221 0.00181136 0.00175051 0.00168966 0.0016288 0.00156795 0.0015071 0.00144625 0.0013854 0.00132454 0.00126369 0.00120284 0.00114199 0.00108114 0.00102028 0.00095943 0.00089858 0.00083773 0.00077688 0.00071602 0.00065517 0.00059432 0.00053347 0. 0. ]
blade.ps.s_opt_layer_13 | input |  | [0. 0.03448276 0.06896552 0.10344828 0.13793103 0.17241379 0.20689655 0.24137931 0.27586207 0.31034483 0.34482759 0.37931034 0.4137931 0.44827586 0.48275862 0.51724138 0.55172414 0.5862069 0.62068966 0.65517241 0.68965517 0.72413793 0.75862069 0.79310345 0.82758621 0.86206897 0.89655172 0.93103448 0.96551724 1. ]
blade.ps.layer_13_opt | input | m | [0. 0. 0. 0.04284584 0.04130426 0.03976268 0.0382211 0.03667951 0.03513793 0.03359635 0.03205477 0.03051318 0.0289716 0.02743002 0.02588844 0.02434686 0.02280527 0.02126369 0.01972211 0.01818053 0.01663895 0.01509736 0.01355578 0.0120142 0.01047262 0.00893103 0.00738945 0.00584787 0. 0. ]
blade.ps.s_opt_layer_14 | input |  | [0. 0.03448276 0.06896552 0.10344828 0.13793103 0.17241379 0.20689655 0.24137931 0.27586207 0.31034483 0.34482759 0.37931034 0.4137931 0.44827586 0.48275862 0.51724138 0.55172414 0.5862069 0.62068966 0.65517241 0.68965517 0.72413793 0.75862069 0.79310345 0.82758621 0.86206897 0.89655172 0.93103448 0.96551724 1. ]
blade.ps.layer_14_opt | input | m | [0. 0. 0. 0.00199391 0.00193306 0.00187221 0.00181136 0.00175051 0.00168966 0.0016288 0.00156795 0.0015071 0.00144625 0.0013854 0.00132454 0.00126369 0.00120284 0.00114199 0.00108114 0.00102028 0.00095943 0.00089858 0.00083773 0.00077688 0.00071602 0.00065517 0.00059432 0.00053347 0. 0. ]
blade.ps.s_opt_layer_15 | input |  | [0. 0.03448276 0.06896552 0.10344828 0.13793103 0.17241379 0.20689655 0.24137931 0.27586207 0.31034483 0.34482759 0.37931034 0.4137931 0.44827586 0.48275862 0.51724138 0.55172414 0.5862069 0.62068966 0.65517241 0.68965517 0.72413793 0.75862069 0.79310345 0.82758621 0.86206897 0.89655172 0.93103448 0.96551724 1. ]
blade.ps.layer_15_opt | input | m | [0. 0. 0. 0.00199391 0.00193306 0.00187221 0.00181136 0.00175051 0.00168966 0.0016288 0.00156795 0.0015071 0.00144625 0.0013854 0.00132454 0.00126369 0.00120284 0.00114199 0.00108114 0.00102028 0.00095943 0.00089858 0.00083773 0.00077688 0.00071602 0.00065517 0.00059432 0.00053347 0. 0. ]
blade.ps.s_opt_layer_16 | input |  | [0. 0.03448276 0.06896552 0.10344828 0.13793103 0.17241379 0.20689655 0.24137931 0.27586207 0.31034483 0.34482759 0.37931034 0.4137931 0.44827586 0.48275862 0.51724138 0.55172414 0.5862069 0.62068966 0.65517241 0.68965517 0.72413793 0.75862069 0.79310345 0.82758621 0.86206897 0.89655172 0.93103448 0.96551724 1. ]
blade.ps.layer_16_opt | input | m | [0. 0. 0. 0.04284584 0.04130426 0.03976268 0.0382211 0.03667951 0.03513793 0.03359635 0.03205477 0.03051318 0.0289716 0.02743002 0.02588844 0.02434686 0.02280527 0.02126369 0.01972211 0.01818053 0.01663895 0.01509736 0.01355578 0.0120142 0.01047262 0.00893103 0.00738945 0.00584787 0. 0. ]
blade.ps.s_opt_layer_17 | input |  | [0. 0.03448276 0.06896552 0.10344828 0.13793103 0.17241379 0.20689655 0.24137931 0.27586207 0.31034483 0.34482759 0.37931034 0.4137931 0.44827586 0.48275862 0.51724138 0.55172414 0.5862069 0.62068966 0.65517241 0.68965517 0.72413793 0.75862069 0.79310345 0.82758621 0.86206897 0.89655172 0.93103448 0.96551724 1. ]
blade.ps.layer_17_opt | input | m | [0. 0. 0. 0.00199391 0.00193306 0.00187221 0.00181136 0.00175051 0.00168966 0.0016288 0.00156795 0.0015071 0.00144625 0.0013854 0.00132454 0.00126369 0.00120284 0.00114199 0.00108114 0.00102028 0.00095943 0.00089858 0.00083773 0.00077688 0.00071602 0.00065517 0.00059432 0.00053347 0. 0. ]
high_level_tower_props.tower_ref_axis_user | input | m | [[ 0. 0. 15.] [ 0. 0. 50.] [ 0. 0. 100.] [ 0. 0. 130.] [ 0. 0. 158.]] | 2D array of the coordinates (x,y,z) of the tower reference axis. The coordinate system is the global coordinate system of OpenFAST: it is placed at tower base with x pointing downwind, y pointing on the side and z pointing vertically upwards. A standard tower configuration will have zero x and y values and positive z values.
high_level_tower_props.distance_tt_hub | input | m | [5.614] | Vertical distance from tower top to hub center.
high_level_tower_props.hub_height_user | input | m | [162.96] | Height of the hub specified by the user.
hub.diameter | output | m | [10.]
materials.rho_fiber | output | kg/m**3 | [ 0. 0. 0. 0. 2535.5 1800. 2535.5 2535.5 0. 0. 0. ] | 1D array of the density of the fibers of the materials.
materials.rho | output | kg/m**3 | [1235. 7800. 7850. 7200. 1940. 1220. 1940. 1940. 130. 1150. 1100.] | 1D array of the density of the materials. For composites, this is the density of the laminate.
materials.rho_area_dry | output | kg/m**2 | [0. 0. 0. 0. 7.22716222 1. 1.44543244 1.44543244 0. 0. 0. ] | 1D array of the dry aerial density of the composite fabrics. Non-composite materials are kept at 0.
materials.ply_t_from_yaml | output | m | [0.0005 0. 0. 0. 0.005 0.00515873 0.001 0.001 0. 0. 0. ] | 1D array of the ply thicknesses of the materials. Non-composite materials are kept at 0.
materials.fvf_from_yaml | output |  | [0. 0. 0. 0. 0.57 0.10769231 0.57 0.57 0. 0. 0. ] | 1D array of the non-dimensional fiber volume fraction of the composite materials. Non-composite materials are kept at 0.
materials.fwf_from_yaml | output |  | [0. 0. 0. 0. 0.74506827 0.15889029 0.74506827 0.74506827 0. 0. 0. ] | 1D array of the non-dimensional fiber weight- fraction of the composite materials. Non-composite materials are kept at 0.
materials.name | output | Unavailable | ['Gelcoat', 'steel', 'steel_drive', 'cast_iron', 'glass_uni', 'CarbonUD', 'glass_biax', 'glass_triax', 'medium_density_foam', 'resin', 'adhesive'] | 1D array of names of materials.
materials.component_id | output | Unavailable | [ 0. -1. -1. -1. 5. 4. 3. 2. 1. -1. -1.] | 1D array of flags to set whether a material is used in a blade: 0 - coating, 1 - sandwich filler , 2 - shell skin, 3 - shear webs, 4 - spar caps, 5 - TE/LE reinf.
monopile.ref_axis | input | m | [[ 0. 0. -90.] [ 0. 0. -60.] [ 0. 0. -35.] [ 0. 0. -10.] [ 0. 0. 0.] [ 0. 0. 10.] [ 0. 0. 15.]] | 2D array of the coordinates (x,y,z) of the tower reference axis. The coordinate system is the global coordinate system of OpenFAST: it is placed at tower base with x pointing downwind, y pointing on the side and z pointing vertically upwards. A standard tower configuration will have zero x and y values and positive z values.
financese.tcc_per_kW | intermediate | USD/kW | [854.31118867]
financese.bos_per_kW | intermediate | USD/kW | [3784.21142324]
financese.turbine_aep | intermediate | kW*h | [77248494.95185421]
orbit.site_mean_windspeed | intermediate | m/s | [10.] | Mean windspeed of the site.
orbit.turbine_rated_windspeed | intermediate | m/s | [11.1920805] | Rated windspeed of the turbine.
orbit.turbine_capex | intermediate | USD/kW | [854.31118867] | Turbine CAPEX
orbit.hub_height | intermediate | m | [162.96] | Turbine hub height.
orbit.turbine_rotor_diameter | intermediate | m | [250.] | Turbine rotor diameter.
orbit.tower_mass | intermediate | t | [1834.46659303] | mass of the total tower.
orbit.tower_length | intermediate | m | [142.346] | Total length of the tower.
orbit.nacelle_mass | intermediate | t | [343.19209712] | mass of the rotor nacelle assembly (RNA).
orbit.blade_mass | intermediate | t | [72.64251181] | mass of an individual blade.
orbit.monopile_length | intermediate | m | [105.] | Length of monopile (including pile).
orbit.monopile_mass | intermediate | t | [4888.84512941] | mass of an individual monopile.
orbit.monopile_cost | intermediate | USD | [11499223.80299663] | Monopile unit cost.
outputs_2_screen.aep | intermediate | GW*h | [77.24849495]
outputs_2_screen.blade_mass | intermediate | kg | [72642.51180901]
outputs_2_screen.lcoe | intermediate | USD/MW/h | [90.63734926]
outputs_2_screen.tip_deflection | intermediate | m | [20.66969972]
drivese.s_drive | output | m | [-5.46270282 -4.38770282 -3.31270282 -2.51129694 -1.70989106 0.16510894 2.04010894 2.14010894 2.19010894 2.24010894 4.66884035 7.09757176]
drivese.bedplate_web_height | output | m | [2.95546226]
drivese.s_mb1 | output | m | [2.24010894]
drivese.s_mb2 | output | m | [2.14010894]
drivese.mb1_mass | intermediate | kg | [17762.1169806]
drivese.mb1_I | intermediate | kg*m**2 | [10644.6303412 5540.12835047 5540.12835047]
drivese.mb1_max_defl_ang | intermediate | rad | [0.00872665]
drivese.mb2_mass | intermediate | kg | [9138.56161978]
drivese.mb2_I | intermediate | kg*m**2 | [7438.80441996 3853.59440322 3853.59440322]
drivese.mb2_max_defl_ang | intermediate | rad | [0.078]
drivese.s_gearbox | output | m | [0.16510894]
drivese.s_generator | output | m | [-4.38770282]
drivese.F_mb1 | output | N | [[ 2749545.27950389] [ 9932.01950915] [-1932806.09021271]]
drivese.F_mb2 | output | N | [[-0.] [-0.] [-0.]]
drivese.F_torq | output | N | [[-0.] [-0.] [-0.]]
drivese.F_generator | output | N | [[ -31819.24900979] [ -0. ] [-302739.93174106]]
drivese.M_mb1 | output | N*m | [[-0.] [-0.] [-0.]]
drivese.M_mb2 | output | N*m | [[ -0. ] [2498100.39075257] [6456604.5597024 ]]
drivese.M_torq | output | N*m | [[53348711.34073128] [ -0. ] [ -0. ]]
drivese.M_generator | output | N*m | [[444572.59450609] [ 69176.78581776] [ -0. ]]
drivese.other_mass | output | kg | [117362.01612939]
drivese.bedplate_E | output | Pa | [2.e+11]
drivese.bedplate_G | output | Pa | [7.93e+10]
drivese.bedplate_rho | output | kg/m**3 | [7800.]
drivese.bedplate_Xy | output | Pa | [3.45e+08]
drivese.rotor_diameter | intermediate | m | [250.]
drivese.rated_torque | intermediate | N*m | [21233331.41950763]
drivese.lss_spring_constant | output | N*m/rad | [3.55616515e+09]
drivese.hss_spring_constant | output | N*m/rad | [5805071.39563294]
drivese.blades_I | intermediate | kg*m**2 | [3.86735929e+08 1.93367964e+08 1.93367964e+08 0.00000000e+00 0.00000000e+00 0.00000000e+00]
drivese.hub_system_I | output | kg*m**2 | [1789162.70215592 1146692.14027516 1146692.14027516 0. 0. 0. ]
drivese.lss_rpm | output | rpm | [5. 5.11881397 5.23762794 5.35644191 5.47525587 5.59406984 5.71288381 5.83169778 5.95051175 6.06932572 6.18813969 6.30695366 6.42576762 6.54458159 6.66339556 6.78220953 6.9010235 7.01983747 7.13865144 7.2574654 ]
drivese.s_hss | output | m | [-3.31270282 -2.51129694 -1.70989106]
drivese.M_hub | intermediate | N*m | [[53348711.34073131] [ 2944596.6894343 ] [ 6494992.82163431]]
drivese.generator_mass | output | kg | [5116.26265737]
drivese.generator_I | output | kg*m**2 | [ 971.80659754 2456.73030991 2456.73030991]
drivese.brake_mass | output | kg | [25904.6643318]
drivese.brake_I | output | kg*m**2 | [20238.01900922 10119.00950461 10119.00950461]
drivese.hss_E | output | Pa | [2.05e+11]
drivese.hss_G | output | Pa | [8.e+10]
drivese.hss_rho | output | kg/m**3 | [7850.]
drivese.hss_Xy | output | Pa | [4.85e+08]
drivese.pitch_mass | output | kg | [51676.89107409]
drivese.pitch_cost | output | USD | [0.]
drivese.pitch_I | output | kg*m**2 | [1291922.27685229 645961.13842615 645961.13842615 0. 0. 0. ]
drivese.hub_mass | output | kg | [22917.37403125]
drivese.hub_cost | output | USD | [11458.68701563]
drivese.hub_cm | output | m | [4.18919743]
drivese.hub_I | output | kg*m**2 | [381956.23385418 381956.23385418 381956.23385418 0. 0. 0. ]
drivese.spinner_mass | output | kg | [5716.57147683]
drivese.spinner_cost | output | kg | [9734.71795418]
drivese.spinner_cm | output | m | [5.]
drivese.spinner_I | output | kg*m**2 | [115284.19144945 115284.19144945 115284.19144945 0. 0. 0. ]
drivese.hub_shell.rho | intermediate | kg/m**3 | [7200.]
drivese.max_torque | output | N*m | [58783861.19386995]
drivese.hub_shell.Xy | intermediate | Pa | [2.65e+08]
drivese.hub_shell.metal_cost | intermediate | USD/kg | [0.5]
drivese.blade_root_diameter | intermediate | m | [5.]
drivese.rated_rpm | intermediate | rpm | [7.2574654]
drivese.blade_mass | intermediate | kg | [72642.51180901]
drivese.pitch_system.rho | intermediate | kg/m**3 | [7800.]
drivese.pitch_system.Xy | intermediate | Pa | [3.45e+08]
drivese.pitch_system.BRFM | intermediate | N*m | [-73572140.36600074]
drivese.spinner_gust_ws | intermediate | m/s | [70.]
drivese.spinner.composite_Xt | intermediate | Pa | [38100000.]
drivese.spinner.composite_rho | intermediate | kg/m**3 | [1940.]
drivese.spinner.Xy | intermediate | Pa | [3.45e+08]
drivese.spinner.metal_rho | intermediate | kg/m**3 | [7800.]
drivese.spinner.composite_cost | intermediate | USD/kg | [1.87]
drivese.spinner.metal_cost | intermediate | USD/kg | [0.7]
drivese.lss_rho | output | kg/m**3 | [7850.]
drivese.L_gearbox | output | m | [3.75]
drivese.s_lss | output | m | [2.04010894 2.14010894 2.19010894 2.24010894 7.09757176]
drivese.hub_system_mass | output | kg | [80310.83658217]
drivese.hub_system_cm | output | m | [4.24691082]
drivese.F_hub | intermediate | N | [[2955955.07343907] [ 9932.01950915] [ 31051.91777781]]
drivese.generator_rotor_mass | output | kg | [2558.13132869]
drivese.generator_rotor_I | output | kg*m**2 | [ 485.90329877 1228.36515496 1228.36515496]
drivese.gearbox_mass | output | kg | [106166.65709754]
drivese.gearbox_I | output | kg*m**2 | [119437.48923473 184132.79590354 184132.79590354]
drivese.carrier_mass | output | kg | [0.]
drivese.carrier_I | output | kg*m**2 | [0. 0. 0.]
drivese.lss_E | output | Pa | [2.05e+11]
drivese.lss_G | output | Pa | [8.e+10]
drivese.lss_Xy | output | Pa | [4.85e+08]
drivese.H_bedplate | output | m | [3.77845148]
drivese.L_bedplate | output | m | [12.49146809]
drivese.R_generator | output | m | [0.61635157]
drivese.generator_cm | intermediate | m | [-4.38770282]
drivese.rho_fiberglass | intermediate | kg/m**3 | [1940.]
drivese.rho_castiron | intermediate | kg/m**3 | [7200.]
drivese.mb1_cm | intermediate | m | [2.24010894]
drivese.mb2_cm | intermediate | m | [2.14010894]
drivese.gearbox_cm | intermediate | m | [0.16510894]
drivese.hss_mass | output | kg | [21.01305741]
drivese.hss_cm | output | m | [-2.51453207]
drivese.hss_I | output | kg*m**2 | [1.46350566 5.23030792 5.23030792]
drivese.brake_cm | output | m | [0.08255447]
drivese.generator_stator_mass | output | kg | [2558.13132869]
drivese.generator_stator_I | output | kg*m**2 | [ 485.90329877 1228.36515496 1228.36515496]
drivese.lss_mass | output | kg | [13812.83149771]
drivese.lss_cm | output | m | [3.08974204]
drivese.lss_I | output | kg*m**2 | [ 7279.55555664 33081.7477767 33081.7477767 ]
drivese.converter_mass | output | kg | [11983.85]
drivese.converter_cm | output | m | [0. 4.8745 1.875 ]
drivese.converter_I | output | kg*m**2 | [28087.1484375 28087.1484375 28087.1484375]
drivese.transformer_mass | output | kg | [30635.]
drivese.transformer_cm | output | m | [ 0. -4.8745 1.875 ]
drivese.transformer_I | output | kg*m**2 | [71800.78125 71800.78125 71800.78125]
drivese.yaw_mass | output | kg | [25086.629714]
drivese.yaw_cm | output | m | [0. 0. 0.]
drivese.yaw_I | output | kg*m**2 | [0. 0. 0.]
drivese.bedplate_mass | output | kg | [47907.97374641]
drivese.bedplate_cm | output | m | [-5.78556596 0. 1.86422574]
drivese.bedplate_I | output | kg*m**2 | [108461.20869211 662595.66577737 730731.33612038 0. 0. 0. ]
drivese.hvac_mass | output | kg | [1089.18312189]
drivese.hvac_cm | output | m | [-4.38770282]
drivese.hvac_I | output | m | [232.74504096 116.37252048 116.37252048]
drivese.platform_mass | output | kg | [41458.177152]
drivese.platform_cm | output | m | [0. 0. 0.]
drivese.platform_I | output | m | [497337.83469174 497337.83469174 994664.61386957]
drivese.cover_mass | output | kg | [7109.1761415]
drivese.cover_cm | output | m | [-0.6245734 0. 2.41714168]
drivese.cover_I | output | m | [146.21814137 439.70013314 357.27374041]
drivese.constr_height | output | m | [3.77845148]
drivese.L_drive | output | m | [12.56027459]
drivese.shaft_start | output | m | [0. 0. 3.77845148]
drivese.blades_mass | intermediate | kg | [217927.53542703]
drivese.nacelle_mass | output | kg | [343192.097118]
drivese.blades_cm | intermediate | m | [2.63680435]
drivese.nacelle_cm | output | m | [-1.09416723 -0.26491004 2.54277331]
drivese.nacelle_I_TT | output | kg*m**2 | [4.86494440e+06 6.46444512e+06 5.06199247e+06 5.73450085e+02 9.24393129e+05 1.69133022e+05]
drivese.yaw.rho | intermediate | kg/m**3 | [7800.]
fixedse.env.distLoads.windLoads_Px | intermediate | N/m | [ 0. 0. 0. 0. 0. 0. 0. 0. 0. 0. 0. 0. 0. 701.04180164 826.11394871 910.03490411 944.30581102 975.12490668 1003.22006519]
fixedse.env.distLoads.windLoads_Py | intermediate | N/m | [0. 0. 0. 0. 0. 0. 0. 0. 0. 0. 0. 0. 0. 0. 0. 0. 0. 0. 0.]
fixedse.env.distLoads.windLoads_Pz | intermediate | N/m | [0. 0. 0. 0. 0. 0. 0. 0. 0. 0. 0. 0. 0. 0. 0. 0. 0. 0. 0.]
fixedse.env.distLoads.windLoads_qdyn | intermediate | N/m**2 | [ 0. 0. 0. 0. 0. 0. 0. 0. 0. 0. 0. 0. 0. 99.87042277 117.94623639 130.0007894 134.90039427 139.29363962 143.28736348]
fixedse.env.distLoads.windLoads_z | intermediate | m | [-90. -80. -70. -60. -51.66666667 -43.33333333 -35. -26.66666667 -18.33333333 -10. -6.66666667 -3.33333333 0. 3.33333333 6.66666667 10. 11.66666667 13.33333333 15. ]
fixedse.env.distLoads.windLoads_beta | intermediate | deg | [0.]
fixedse.env.distLoads.waveLoads_Px | intermediate | N/m | [ 0. 0. 0. 10649.0248982 11433.68047893 13913.64689071 18484.29060266 25921.2568732 37508.26520196 55196.80811561 64659.46441983 75920.48624405 89398.02287441 0. 0. 0. 0. 0. 0. ]
fixedse.env.distLoads.waveLoads_Py | intermediate | N/m | [0. 0. 0. 0. 0. 0. 0. 0. 0. 0. 0. 0. 0. 0. 0. 0. 0. 0. 0.]
fixedse.env.distLoads.waveLoads_Pz | intermediate | N/m | [0. 0. 0. 0. 0. 0. 0. 0. 0. 0. 0. 0. 0. 0. 0. 0. 0. 0. 0.]
fixedse.env.distLoads.waveLoads_qdyn | intermediate | N/m**2 | [ 0. 0. 0. 606065.5236982 522520.87758442 439444.75201437 356941.79458363 275206.47150374 194558.23848618 115502.97888821 84492.305674 53928.02600694 23893.4954951 0. 0. 0. 0. 0. 0. ]
fixedse.env.distLoads.waveLoads_z | intermediate | m | [-90. -80. -70. -60. -51.66666667 -43.33333333 -35. -26.66666667 -18.33333333 -10. -6.66666667 -3.33333333 0. 3.33333333 6.66666667 10. 11.66666667 13.33333333 15. ]
fixedse.env.distLoads.waveLoads_beta | intermediate | deg | [0.]
fixedse.z_global | output | m | [-90. -80. -70. -60. -51.66666667 -43.33333333 -35. -26.66666667 -18.33333333 -10. -6.66666667 -3.33333333 0. 3.33333333 6.66666667 10. 11.66666667 13.33333333 15. ]
fixedse.env.waveLoads.U | intermediate | m/s | [0. 0. 0. 0.19723058 0.21155802 0.25662194 0.33896949 0.47056464 0.67052636 0.96790634 1.12320999 1.30436285 1.51553391 0. 0. 0. 0. 0. 0. ]
fixedse.env.waveLoads.A | intermediate | m/s**2 | [0. 0. 0. 0.13113611 0.14066225 0.17062468 0.22537652 0.31287247 0.44582449 0.64354866 0.7468081 0.86725434 1.0076593 0. 0. 0. 0. 0. 0. ]
fixedse.env.waveLoads.p | intermediate | N/m**2 | [ 0. 0. 0. 606045.58749872 522497.9397257 439411.00141952 356882.90817242 275092.98807385 194327.81561429 115022.84701532 83845.73531996 53056.07775107 22716.363445 0. 0. 0. 0. 0. 0. ]
fixedse.outer_diameter_full | output | m | [10. 10. 10. 10. 10. 10. 10. 10. 10. 10. 10. 10. 10. 10. 10. 10. 10. 10. 10.]
fixedse.env.Uref | intermediate | m/s | [20.36430862]
fixedse.wind_reference_height | intermediate | m | [162.96]
fixedse.env.windLoads.U | intermediate | m/s | [ 0. 0. 0. 0. 0. 0. 0. 0. 0. 0. 0. 0. 0. 12.76925023 13.87678939 14.56867141 14.84067187 15.08039081 15.29504994]
fixedse.joint1 | output | m | [ 0. 0. -90.]
fixedse.joint2 | output | m | [ 0. 0. 15.]
fixedse.s_full | output | m | [0. 0.0952381 0.19047619 0.28571429 0.36507937 0.44444444 0.52380952 0.6031746 0.68253968 0.76190476 0.79365079 0.82539683 0.85714286 0.88888889 0.92063492 0.95238095 0.96825397 0.98412698 1. ]
fixedse.g2e.Px_global | intermediate | N/m | [ 0. 0. 0. 10649.0248982 11433.68047893 13913.64689071 18484.29060266 25921.2568732 37508.26520196 55196.80811561 64659.46441983 75920.48624405 89398.02287441 701.04180164 826.11394871 910.03490411 944.30581102 975.12490668 1003.22006519]
fixedse.g2e.Py_global | intermediate | N/m | [0. 0. 0. 0. 0. 0. 0. 0. 0. 0. 0. 0. 0. 0. 0. 0. 0. 0. 0.]
fixedse.g2e.Pz_global | intermediate | N/m | [0. 0. 0. 0. 0. 0. 0. 0. 0. 0. 0. 0. 0. 0. 0. 0. 0. 0. 0.]
fixedse.g2e.qdyn_global | intermediate | Pa | [0.00000000e+00 0.00000000e+00 0.00000000e+00 6.06065524e+05 5.22520878e+05 4.39444752e+05 3.56941795e+05 2.75206472e+05 1.94558238e+05 1.15502979e+05 8.44923057e+04 5.39280260e+04 2.38934955e+04 9.98704228e+01 1.17946236e+02 1.30000789e+02 1.34900394e+02 1.39293640e+02 1.43287363e+02]
fixedse.lc:Px | intermediate | N/m | [0. 0. 0. 0. 0. 0. 0. 0. 0. 0. 0. 0. 0. 0. 0. 0. 0. 0. 0.]
fixedse.lc:Py | intermediate | N/m | [0. 0. 0. 0. 0. 0. 0. 0. 0. 0. 0. 0. 0. 0. 0. 0. 0. 0. 0.]
fixedse.lc:Pz | intermediate | N/m | [ 0. 0. 0. -10649.0248982 -11433.68047893 -13913.64689071 -18484.29060266 -25921.2568732 -37508.26520196 -55196.80811561 -64659.46441983 -75920.48624405 -89398.02287441 -701.04180164 -826.11394871 -910.03490411 -944.30581102 -975.12490668 -1003.22006519]
fixedse.lc:qdyn | intermediate | Pa | [0.00000000e+00 0.00000000e+00 0.00000000e+00 6.06065524e+05 5.22520878e+05 4.39444752e+05 3.56941795e+05 2.75206472e+05 1.94558238e+05 1.15502979e+05 8.44923057e+04 5.39280260e+04 2.38934955e+04 9.98704228e+01 1.17946236e+02 1.30000789e+02 1.34900394e+02 1.39293640e+02 1.43287363e+02]
fixedse.member.gc.d | intermediate | m | [10. 10. 10. 10. 10. 10. 10.]
fixedse.member.gc.t | intermediate | m | [0.14995511 0.2 0.2 0.17759743 0.15948116 0.14598616]
fixedse.member.s | output |  | [0. 0.28571429 0.52380952 0.76190476 0.85714286 0.95238095 1. ]
fixedse.member.height | output | m | [105.]
fixedse.monopile_outer_diameter | output | m | [10. 10. 10. 10. 10. 10. 10.]
fixedse.monopile_wall_thickness | output | m | [0.14995511 0.2 0.2 0.17759743 0.15948116 0.14598616]
fixedse.member.E | output | Pa | [2.e+11 2.e+11 2.e+11 2.e+11 2.e+11 2.e+11]
fixedse.member.G | output | Pa | [7.93e+10 7.93e+10 7.93e+10 7.93e+10 7.93e+10 7.93e+10]
fixedse.member.sigma_y | output | Pa | [3.45e+08 3.45e+08 3.45e+08 3.45e+08 3.45e+08 3.45e+08]
fixedse.member.rho | output | kg/m**3 | [7800. 7800. 7800. 7800. 7800. 7800.]
fixedse.member.unit_cost | output | USD/kg | [0.7 0.7 0.7 0.7 0.7 0.7]
fixedse.member.outfitting_factor | output |  | [1.07 1.07 1.07 1.07 1.07 1.07]
fixedse.nodes_xyz | output | m | [[ 0. 0. -90. ] [ 0. 0. -80. ] [ 0. 0. -70. ] [ 0. 0. -60. ] [ 0. 0. -51.66666667] [ 0. 0. -43.33333333] [ 0. 0. -35. ] [ 0. 0. -26.66666667] [ 0. 0. -18.33333333] [ 0. 0. -10. ] [ 0. 0. -6.66666667] [ 0. 0. -3.33333333] [ 0. 0. 0. ] [ 0. 0. 3.33333333] [ 0. 0. 6.66666667] [ 0. 0. 10. ] [ 0. 0. 11.66666667] [ 0. 0. 13.33333333] [ 0. 0. 15. ]]
fixedse.z_full | output | m | [ 0. 10. 20. 30. 38.33333333 46.66666667 55. 63.33333333 71.66666667 80. 83.33333333 86.66666667 90. 93.33333333 96.66666667 100. 101.66666667 103.33333333 105. ]
fixedse.monopile_s | intermediate |  | [0. 0.28571429 0.52380952 0.76190476 0.85714286 0.95238095 1. ]
fixedse.s_const1 | output |  | [0.28571429]
fixedse.t_full | output | m | [0.14995511 0.14995511 0.14995511 0.2 0.2 0.2 0.2 0.2 0.2 0.17759743 0.17759743 0.17759743 0.15948116 0.15948116 0.15948116 0.14598616 0.14598616 0.14598616]
fixedse.E_full | output | Pa | [2.e+11 2.e+11 2.e+11 2.e+11 2.e+11 2.e+11 2.e+11 2.e+11 2.e+11 2.e+11 2.e+11 2.e+11 2.e+11 2.e+11 2.e+11 2.e+11 2.e+11 2.e+11]
fixedse.G_full | output | Pa | [7.93e+10 7.93e+10 7.93e+10 7.93e+10 7.93e+10 7.93e+10 7.93e+10 7.93e+10 7.93e+10 7.93e+10 7.93e+10 7.93e+10 7.93e+10 7.93e+10 7.93e+10 7.93e+10 7.93e+10 7.93e+10]
fixedse.sigma_y_full | output | Pa | [3.45e+08 3.45e+08 3.45e+08 3.45e+08 3.45e+08 3.45e+08 3.45e+08 3.45e+08 3.45e+08 3.45e+08 3.45e+08 3.45e+08 3.45e+08 3.45e+08 3.45e+08 3.45e+08 3.45e+08 3.45e+08]
fixedse.rho_full | output | kg/m**3 | [7800. 7800. 7800. 7800. 7800. 7800. 7800. 7800. 7800. 7800. 7800. 7800. 7800. 7800. 7800. 7800. 7800. 7800.]
fixedse.outfitting_full | output |  | [1.07 1.07 1.07 1.07 1.07 1.07 1.07 1.07 1.07 1.07 1.07 1.07 1.07 1.07 1.07 1.07 1.07 1.07]
fixedse.member.unit_cost_full | output | USD/kg | [0.7 0.7 0.7 0.7 0.7 0.7 0.7 0.7 0.7 0.7 0.7 0.7 0.7 0.7 0.7 0.7 0.7 0.7]
fixedse.mono.cylinder_mass | intermediate | kg | [4788845.12940553]
fixedse.mono.cylinder_cost | intermediate | USD | [10999223.80299663]
fixedse.mono.cylinder_z_cg | intermediate | m | [53.4683713]
fixedse.mono.cylinder_I_base | intermediate | kg*m**2 | [1.77217628e+10 1.77217628e+10 1.15487446e+08 0.00000000e+00 0.00000000e+00 0.00000000e+00]
fixedse.tower_mass | intermediate | kg | [1834466.59303257]
fixedse.tower_cost | intermediate | USD | [4632350.1263316]
fixedse.monopile.z_soil | intermediate | N/m | [-30. -26.66666667 -23.33333333 -20. -16.66666667 -13.33333333 -10. -6.66666667 -3.33333333 -0. ]
fixedse.monopile.k_soil | intermediate | N/m | [[2.22113684e+10 5.78977778e+12 2.22113684e+10 5.78977778e+12 1.47466667e+10 9.33333333e+10] [2.01364211e+10 4.15218107e+12 2.01364211e+10 4.15218107e+12 1.36266667e+10 9.33333333e+10] [1.80614737e+10 2.86855967e+12 1.80614737e+10 2.86855967e+12 1.25066667e+10 9.33333333e+10] [1.59865263e+10 1.89466667e+12 1.59865263e+10 1.89466667e+12 1.13866667e+10 9.33333333e+10] [1.39115789e+10 1.18625514e+12 1.39115789e+10 1.18625514e+12 1.02666667e+10 9.33333333e+10] [1.18366316e+10 6.99078189e+11 1.18366316e+10 6.99078189e+11 9.14666667e+09 9.33333333e+10] [9.76168421e+09 3.88888889e+11 9.76168421e+09 3.88888889e+11 8.02666667e+09 9.33333333e+10] [7.68673684e+09 2.11440329e+11 7.68673684e+09 2.11440329e+11 6.90666667e+09 9.33333333e+10] [5.61178947e+09 1.22485597e+11 5.61178947e+09 1.22485597e+11 5.78666667e+09 9.33333333e+10] [3.53684211e+09 7.77777778e+10 3.53684211e+09 7.77777778e+10 4.66666667e+09 9.33333333e+10]]
fixedse.section_A | output | m**2 | [4.9651586 4.9651586 4.9651586 6.58854811 6.58854811 6.58854811 6.58854811 6.58854811 6.58854811 5.86392016 5.86392016 5.86392016 5.27546853 5.27546853 5.27546853 4.83569063 4.83569063 4.83569063]
fixedse.section_Asx | output | m**2 | [2.83736587 2.83736587 2.83736587 3.77459819 3.77459819 3.77459819 3.77459819 3.77459819 3.77459819 3.35561442 3.35561442 3.35561442 3.01612407 3.01612407 3.01612407 2.76283763 2.76283763 2.76283763]
fixedse.section_Asy | output | m**2 | [2.83736587 2.83736587 2.83736587 3.77459819 3.77459819 3.77459819 3.77459819 3.77459819 3.77459819 3.35561442 3.35561442 3.35561442 3.01612407 3.01612407 3.01612407 2.76283763 2.76283763 2.76283763]
fixedse.section_Ixx | output | kg*m**2 | [60.23101757 60.23101757 60.23101757 79.12846284 79.12846284 79.12846284 79.12846284 79.12846284 79.12846284 70.74169748 70.74169748 70.74169748 63.87355636 63.87355636 63.87355636 58.70703764 58.70703764 58.70703764]
fixedse.section_Iyy | output | kg*m**2 | [60.23101757 60.23101757 60.23101757 79.12846284 79.12846284 79.12846284 79.12846284 79.12846284 79.12846284 70.74169748 70.74169748 70.74169748 63.87355636 63.87355636 63.87355636 58.70703764 58.70703764 58.70703764]
fixedse.section_J0 | output | kg*m**2 | [120.46203515 120.46203515 120.46203515 158.25692568 158.25692568 158.25692568 158.25692568 158.25692568 158.25692568 141.48339495 141.48339495 141.48339495 127.74711272 127.74711272 127.74711272 117.41407528 117.41407528 117.41407528]
fixedse.section_rho | output | kg/m**3 | [7800. 7800. 7800. 7800. 7800. 7800. 7800. 7800. 7800. 7800. 7800. 7800. 7800. 7800. 7800. 7800. 7800. 7800.]
fixedse.section_E | output | Pa | [2.e+11 2.e+11 2.e+11 2.e+11 2.e+11 2.e+11 2.e+11 2.e+11 2.e+11 2.e+11 2.e+11 2.e+11 2.e+11 2.e+11 2.e+11 2.e+11 2.e+11 2.e+11]
fixedse.section_G | output | Pa | [7.93e+10 7.93e+10 7.93e+10 7.93e+10 7.93e+10 7.93e+10 7.93e+10 7.93e+10 7.93e+10 7.93e+10 7.93e+10 7.93e+10 7.93e+10 7.93e+10 7.93e+10 7.93e+10 7.93e+10 7.93e+10]
fixedse.qdyn | output | Pa | [[0.00000000e+00] [0.00000000e+00] [0.00000000e+00] [6.06065524e+05] [5.22520878e+05] [4.39444752e+05] [3.56941795e+05] [2.75206472e+05] [1.94558238e+05] [1.15502979e+05] [8.44923057e+04] [5.39280260e+04] [2.38934955e+04] [9.98704228e+01] [1.17946236e+02] [1.30000789e+02] [1.34900394e+02] [1.39293640e+02] [1.43287363e+02]]
fixedse.bending_height | output | m | [75.]
fixedse.tower_xyz | intermediate | m | [[ 0. 0. 15. ] [ 0. 0. 26.61331002] [ 0. 0. 38.22662005] [ 0. 0. 49.83993007] [ 0. 0. 66.43037296] [ 0. 0. 83.02081585] [ 0. 0. 99.61125874] [ 0. 0. 109.56552448] [ 0. 0. 119.51979021] [ 0. 0. 129.47405594] [ 0. 0. 138.76470396] [ 0. 0. 148.05535198] [ 0. 0. 157.346 ]]
fixedse.tower_A | intermediate | m**2 | [3.66187393 3.66187393 3.66187393 1.64809201 1.64809201 1.64809201 0.54091957 0.54091957 0.54091957 0.39472352 0.3382431 0.28176268]
fixedse.tower_Asx | intermediate | m**2 | [2.08853359 2.08853359 2.08853359 0.93730421 0.93730421 0.93730421 0.30717363 0.30717363 0.30717363 0.22412684 0.19207599 0.16002519]
fixedse.tower_Asy | intermediate | m**2 | [2.08853359 2.08853359 2.08853359 0.93730421 0.93730421 0.93730421 0.30717363 0.30717363 0.30717363 0.22412684 0.19207599 0.16002519]
fixedse.tower_Ixx | intermediate | kg*m**2 | [44.77615327 44.77615327 44.77615327 20.39914176 20.39914176 20.39914176 6.73973394 6.73973394 6.73973394 4.28635948 2.69709785 1.55905255]
fixedse.tower_Iyy | intermediate | kg*m**2 | [44.77615327 44.77615327 44.77615327 20.39914176 20.39914176 20.39914176 6.73973394 6.73973394 6.73973394 4.28635948 2.69709785 1.55905255]
fixedse.tower_J0 | intermediate | kg*m**2 | [89.55230654 89.55230654 89.55230654 40.79828352 40.79828352 40.79828352 13.47946788 13.47946788 13.47946788 8.57271895 5.3941957 3.1181051 ]
fixedse.tower_rho | intermediate | kg/m**3 | [7800. 7800. 7800. 7800. 7800. 7800. 7800. 7800. 7800. 7800. 7800. 7800.]
fixedse.tower_E | intermediate | Pa | [2.e+11 2.e+11 2.e+11 2.e+11 2.e+11 2.e+11 2.e+11 2.e+11 2.e+11 2.e+11 2.e+11 2.e+11]
fixedse.tower_G | intermediate | Pa | [7.93e+10 7.93e+10 7.93e+10 7.93e+10 7.93e+10 7.93e+10 7.93e+10 7.93e+10 7.93e+10 7.93e+10 7.93e+10 7.93e+10]
fixedse.tower_outer_diameter_full | intermediate | m | [10. 10. 10. 10. 10. 10. 10. 10. 10. 10. 8.66633333 7.33266667 5.999 ]
fixedse.tower_t_full | intermediate | m | [0.11014885 0.11014885 0.11014885 0.04927117 0.04927117 0.04927117 0.01611757 0.01611757 0.01611757 0.01259845 0.01259845 0.01259845]
fixedse.tower_sigma_y_full | intermediate | Pa | [3.45e+08 3.45e+08 3.45e+08 3.45e+08 3.45e+08 3.45e+08 3.45e+08 3.45e+08 3.45e+08 3.45e+08 3.45e+08 3.45e+08]
fixedse.tower_qdyn | intermediate | Pa | [[143.28736348] [164.42570924] [179.35513097] [191.14571703] [204.79247527] [216.04830764] [225.70439308] [230.92328703] [235.79334681] [240.36423662] [244.39535798] [248.22628988] [251.87865127]]
fixedse.tower_bending_height | intermediate | m | [142.346]
fixedse.monopile.rna_F | intermediate | N | [[ 2936516.27518317] [ 9931.76288799] [-3823709.29465613]]
fixedse.monopile.rna_M | intermediate | N*m | [[18953767.83774048] [ -268560.03813297] [ 1984311.7970109 ]]
fixedse.turbine_F | intermediate | N | [[ 2.93651628e+06] [ 9.93176289e+03] [-2.20148829e+07]]
fixedse.turbine_M | intermediate | N*m | [[1.78617731e+07] [4.21708115e+08] [1.98431180e+06]]
fixedse.transition_piece_I | output | kg*m**2 | [1250000. 1250000. 2500000. 0. 0. 0.]
fixedse.gravity_foundation_I | output | kg*m**2 | [0. 0. 0. 0. 0. 0.]
fixedse.transition_piece_height | output | m | [15.]
fixedse.suctionpile_depth | output | m | [30.]
fixedse.turbine_mass | intermediate | kg | [2475897.06215978]
fixedse.turbine_cg | intermediate | m | [-2.39593252e+00 -3.67200366e-02 7.30876265e+01]
fixedse.turbine_I | intermediate | kg*m**2 | [2.15739190e+10 2.14875577e+10 3.50186832e+08 5.73450085e+02 1.26745780e+07 1.69133022e+05]
fixedse.rna_mass | intermediate | kg | [641430.46912721]
fixedse.rna_I | intermediate | kg*m**2 | [4.01089577e+08 3.14728250e+08 3.05626256e+08 5.73450085e+02 1.26745780e+07 1.69133022e+05]
fixedse.rna_cg | intermediate | m | [-9.24820782 -0.14173794 4.02780718]
fixedse.Px | output | N/m | [[0.] [0.] [0.] [0.] [0.] [0.] [0.] [0.] [0.] [0.] [0.] [0.] [0.] [0.] [0.] [0.] [0.] [0.] [0.]]
fixedse.Py | output | N/m | [[0.] [0.] [0.] [0.] [0.] [0.] [0.] [0.] [0.] [0.] [0.] [0.] [0.] [0.] [0.] [0.] [0.] [0.] [0.]]
fixedse.Pz | output | N/m | [[ 0. ] [ 0. ] [ 0. ] [-10649.0248982 ] [-11433.68047893] [-13913.64689071] [-18484.29060266] [-25921.2568732 ] [-37508.26520196] [-55196.80811561] [-64659.46441983] [-75920.48624405] [-89398.02287441] [ -701.04180164] [ -826.11394871] [ -910.03490411] [ -944.30581102] [ -975.12490668] [ -1003.22006519]]
fixedse.tower_Px | intermediate | N/m | [[0.] [0.] [0.] [0.] [0.] [0.] [0.] [0.] [0.] [0.] [0.] [0.] [0.]]
fixedse.tower_Py | intermediate | N/m | [[0.] [0.] [0.] [0.] [0.] [0.] [0.] [0.] [0.] [0.] [0.] [0.] [0.]]
fixedse.tower_Pz | intermediate | N/m | [[-1003.22006519] [-1153.32291388] [-1260.92349773] [-1346.92579265] [-1447.66464492] [-1531.76180581] [-1604.65577582] [-1644.34707449] [-1681.57373733] [-1716.68041331] [-1490.1843358 ] [-1274.11263687] [-1062.48249754]]
fixedse.post.cylinder_Fz | intermediate | N | [[-68225005.364729 ] [-64427187.0044042 ] [-60576655.97526099] [-56285948.8867039 ] [-51981775.22807842] [-47648517.80578146] [-43265728.99481196] [-38804466.28052274] [-34222441.90314718] [-32529587.12701327] [-30802538.27988907] [-29034670.83101123] [-27540949.87099658] [-26193372.55498708] [-24845450.40026241] [-24227455.67430773] [-23609407.24913019] [-22991310.21965055]]
fixedse.post.cylinder_Vx | intermediate | N | [[ -7722284.33316047] [-15522967.66132709] [-12680455.30269201] [ 2938361.98325904] [ 2939045.90102647] [ 2939716.21131651] [ 2940383.05634986] [ 2941062.01426785] [ 2941777.45554148] [ 2938620.11145953] [ 2938756.01390328] [ 2938902.24179321] [ 2938690.80854479] [ 2938490.92611543] [ 2938565.92583087] [ 2937482.2010379 ] [ 2937500.19840788] [ 2937517.96984619]]
fixedse.post.cylinder_Vy | intermediate | N | [[215409.36534456] [445348.0663787 ] [405568.94982804] [ 9881.87637673] [ 9861.85955316] [ 9841.34385437] [ 9820.00767222] [ 9797.33906778] [ 9772.512109 ] [ 9867.02922477] [ 9862.11098022] [ 9856.77140031] [ 9862.6819132 ] [ 9868.29375681] [ 9865.11220118] [ 9900.08392624] [ 9899.29022676] [ 9898.49613814]]
fixedse.post.cylinder_Mxx | intermediate | N*m | [[ 2479131.58021586] [ 9242747.63251788] [16031410.32610142] [17554785.6688506 ] [17622306.66490263] [17686973.27931462] [17749450.21404864] [17810423.33720858] [17870610.7855912 ] [17894962.0848911 ] [17919302.50917139] [17943674.8426736 ] [17968117.52331397] [17992575.37936085] [18017046.59233179] [18029353.4684427 ] [18041663.37083088] [18053980.74307414]]
fixedse.post.cylinder_Myy | intermediate | N*m | [[9.35807646e+07] [3.40562875e+08] [5.70853107e+08] [5.99470200e+08] [5.74447589e+08] [5.49336117e+08] [5.24163169e+08] [4.98955272e+08] [4.73738400e+08] [4.63665562e+08] [4.53595310e+08] [4.43529051e+08] [4.33467963e+08] [4.23410519e+08] [4.13356596e+08] [4.08332941e+08] [4.03310183e+08] [3.98288452e+08]]
fixedse.post.cylinder_Mzz | intermediate | N*m | [[ 394141.18461134] [ 826790.70041962] [1340226.04002089] [1984541.88960101] [1984525.59014934] [1984509.23981014] [1984492.77926208] [1984476.13083917] [1984459.18461285] [1984457.84366257] [1984450.61878161] [1984443.24801911] [1984449.52517509] [1984442.43912989] [1984436.04641721] [1984440.37103531] [1984437.1727399 ] [1984433.97417692]]
fixedse.post_monopile_tower.z_full | intermediate | m | [-90. -80. -70. -60. -51.66666667 -43.33333333 -35. -26.66666667 -18.33333333 -10. -6.66666667 -3.33333333 0. 3.33333333 6.66666667 10. 11.66666667 13.33333333 15. 26.61331002 38.22662005 49.83993007 66.43037296 83.02081585 99.61125874 109.56552448 119.51979021 129.47405594 138.76470396 148.05535198 157.346 ]
fixedse.post_monopile_tower.outer_diameter_full | intermediate | m | [10. 10. 10. 10. 10. 10. 10. 10. 10. 10. 10. 10. 10. 10. 10. 10. 10. 10. 10. 10. 10. 10. 10. 10. 10. 10. 10. 10. 8.66633333 7.33266667 5.999 ]
fixedse.post_monopile_tower.t_full | intermediate | m | [0.14995511 0.14995511 0.14995511 0.2 0.2 0.2 0.2 0.2 0.2 0.17759743 0.17759743 0.17759743 0.15948116 0.15948116 0.15948116 0.14598616 0.14598616 0.14598616 0.11014885 0.11014885 0.11014885 0.04927117 0.04927117 0.04927117 0.01611757 0.01611757 0.01611757 0.01259845 0.01259845 0.01259845]
fixedse.post_monopile_tower.bending_height | intermediate | m | [217.346]
fixedse.post_monopile_tower.E_full | intermediate | Pa | [2.e+11 2.e+11 2.e+11 2.e+11 2.e+11 2.e+11 2.e+11 2.e+11 2.e+11 2.e+11 2.e+11 2.e+11 2.e+11 2.e+11 2.e+11 2.e+11 2.e+11 2.e+11 2.e+11 2.e+11 2.e+11 2.e+11 2.e+11 2.e+11 2.e+11 2.e+11 2.e+11 2.e+11 2.e+11 2.e+11]
fixedse.post_monopile_tower.G_full | intermediate | Pa | [7.93e+10 7.93e+10 7.93e+10 7.93e+10 7.93e+10 7.93e+10 7.93e+10 7.93e+10 7.93e+10 7.93e+10 7.93e+10 7.93e+10 7.93e+10 7.93e+10 7.93e+10 7.93e+10 7.93e+10 7.93e+10 7.93e+10 7.93e+10 7.93e+10 7.93e+10 7.93e+10 7.93e+10 7.93e+10 7.93e+10 7.93e+10 7.93e+10 7.93e+10 7.93e+10]
fixedse.post_monopile_tower.rho_full | intermediate | kg/m**3 | [7800. 7800. 7800. 7800. 7800. 7800. 7800. 7800. 7800. 7800. 7800. 7800. 7800. 7800. 7800. 7800. 7800. 7800. 7800. 7800. 7800. 7800. 7800. 7800. 7800. 7800. 7800. 7800. 7800. 7800.]
fixedse.post_monopile_tower.sigma_y_full | intermediate | Pa | [3.45e+08 3.45e+08 3.45e+08 3.45e+08 3.45e+08 3.45e+08 3.45e+08 3.45e+08 3.45e+08 3.45e+08 3.45e+08 3.45e+08 3.45e+08 3.45e+08 3.45e+08 3.45e+08 3.45e+08 3.45e+08 3.45e+08 3.45e+08 3.45e+08 3.45e+08 3.45e+08 3.45e+08 3.45e+08 3.45e+08 3.45e+08 3.45e+08 3.45e+08 3.45e+08]
fixedse.post_monopile_tower.section_A | intermediate | m**2 | [4.9651586 4.9651586 4.9651586 6.58854811 6.58854811 6.58854811 6.58854811 6.58854811 6.58854811 5.86392016 5.86392016 5.86392016 5.27546853 5.27546853 5.27546853 4.83569063 4.83569063 4.83569063 3.66187393 3.66187393 3.66187393 1.64809201 1.64809201 1.64809201 0.54091957 0.54091957 0.54091957 0.39472352 0.3382431 0.28176268]
fixedse.post_monopile_tower.section_Asx | intermediate | m**2 | [2.83736587 2.83736587 2.83736587 3.77459819 3.77459819 3.77459819 3.77459819 3.77459819 3.77459819 3.35561442 3.35561442 3.35561442 3.01612407 3.01612407 3.01612407 2.76283763 2.76283763 2.76283763 2.08853359 2.08853359 2.08853359 0.93730421 0.93730421 0.93730421 0.30717363 0.30717363 0.30717363 0.22412684 0.19207599 0.16002519]
fixedse.post_monopile_tower.section_Asy | intermediate | m**2 | [2.83736587 2.83736587 2.83736587 3.77459819 3.77459819 3.77459819 3.77459819 3.77459819 3.77459819 3.35561442 3.35561442 3.35561442 3.01612407 3.01612407 3.01612407 2.76283763 2.76283763 2.76283763 2.08853359 2.08853359 2.08853359 0.93730421 0.93730421 0.93730421 0.30717363 0.30717363 0.30717363 0.22412684 0.19207599 0.16002519]
fixedse.post_monopile_tower.section_Ixx | intermediate | kg*m**2 | [60.23101757 60.23101757 60.23101757 79.12846284 79.12846284 79.12846284 79.12846284 79.12846284 79.12846284 70.74169748 70.74169748 70.74169748 63.87355636 63.87355636 63.87355636 58.70703764 58.70703764 58.70703764 44.77615327 44.77615327 44.77615327 20.39914176 20.39914176 20.39914176 6.73973394 6.73973394 6.73973394 4.28635948 2.69709785 1.55905255]
fixedse.post_monopile_tower.section_Iyy | intermediate | kg*m**2 | [60.23101757 60.23101757 60.23101757 79.12846284 79.12846284 79.12846284 79.12846284 79.12846284 79.12846284 70.74169748 70.74169748 70.74169748 63.87355636 63.87355636 63.87355636 58.70703764 58.70703764 58.70703764 44.77615327 44.77615327 44.77615327 20.39914176 20.39914176 20.39914176 6.73973394 6.73973394 6.73973394 4.28635948 2.69709785 1.55905255]
fixedse.post_monopile_tower.section_J0 | intermediate | kg*m**2 | [120.46203515 120.46203515 120.46203515 158.25692568 158.25692568 158.25692568 158.25692568 158.25692568 158.25692568 141.48339495 141.48339495 141.48339495 127.74711272 127.74711272 127.74711272 117.41407528 117.41407528 117.41407528 89.55230654 89.55230654 89.55230654 40.79828352 40.79828352 40.79828352 13.47946788 13.47946788 13.47946788 8.57271895 5.3941957 3.1181051 ]
fixedse.post_monopile_tower.cylinder_Fz | intermediate | N | [[-6.82250054e+07] [-6.44271870e+07] [-6.05766560e+07] [-5.62859489e+07] [-5.19817752e+07] [-4.76485178e+07] [-4.32657290e+07] [-3.88044663e+07] [-3.42224419e+07] [-3.25295871e+07] [-3.08025383e+07] [-2.90346708e+07] [-2.75409499e+07] [-2.61933726e+07] [-2.48454504e+07] [-2.42274557e+07] [-2.36094072e+07] [-2.29913102e+07] [-1.87463197e+07] [-1.54810992e+07] [-1.22143973e+07] [-1.01015644e+07] [-7.98719790e+06] [-5.87131348e+06] [-5.44400550e+06] [-5.01614277e+06] [-4.58790104e+06] [-4.29176823e+06] [-4.03665261e+06] [-8.99308361e-09]]
fixedse.post_monopile_tower.cylinder_Vx | intermediate | N | [[-7.72228433e+06] [-1.55229677e+07] [-1.26804553e+07] [ 2.93836198e+06] [ 2.93904590e+06] [ 2.93971621e+06] [ 2.94038306e+06] [ 2.94106201e+06] [ 2.94177746e+06] [ 2.93862011e+06] [ 2.93875601e+06] [ 2.93890224e+06] [ 2.93869081e+06] [ 2.93849093e+06] [ 2.93856593e+06] [ 2.93748220e+06] [ 2.93750020e+06] [ 2.93751797e+06] [ 2.94226964e+06] [ 2.94303979e+06] [ 2.94373832e+06] [ 2.94201537e+06] [ 2.94306675e+06] [ 2.94390578e+06] [ 2.93820202e+06] [ 2.93838547e+06] [ 2.93852135e+06] [ 2.93798211e+06] [ 2.93783018e+06] [ 1.08420743e+03]]
fixedse.post_monopile_tower.cylinder_Vy | intermediate | N | [[ 2.15409365e+05] [ 4.45348066e+05] [ 4.05568950e+05] [ 9.88187638e+03] [ 9.86185955e+03] [ 9.84134385e+03] [ 9.82000767e+03] [ 9.79733907e+03] [ 9.77251211e+03] [ 9.86702922e+03] [ 9.86211098e+03] [ 9.85677140e+03] [ 9.86268191e+03] [ 9.86829376e+03] [ 9.86511220e+03] [ 9.90008393e+03] [ 9.89929023e+03] [ 9.89849614e+03] [ 9.73485562e+03] [ 9.69641807e+03] [ 9.65770692e+03] [ 9.70263267e+03] [ 9.62324124e+03] [ 9.54322733e+03] [ 9.83050157e+03] [ 9.80075223e+03] [ 9.77090018e+03] [ 9.79506923e+03] [ 9.77989960e+03] [-1.44230999e+02]]
fixedse.post_monopile_tower.cylinder_Mxx | intermediate | N*m | [[2.47913158e+06] [9.24274763e+06] [1.60314103e+07] [1.75547857e+07] [1.76223067e+07] [1.76869733e+07] [1.77494502e+07] [1.78104233e+07] [1.78706108e+07] [1.78949621e+07] [1.79193025e+07] [1.79436748e+07] [1.79681175e+07] [1.79925754e+07] [1.80170466e+07] [1.80293535e+07] [1.80416634e+07] [1.80539807e+07] [1.81385216e+07] [1.82224778e+07] [1.83076520e+07] [1.84285432e+07] [1.85444067e+07] [1.86605144e+07] [1.87315941e+07] [1.87972786e+07] [1.88586386e+07] [1.89115729e+07] [1.89564744e+07] [3.14220890e-03]]
fixedse.post_monopile_tower.cylinder_Myy | intermediate | N*m | [[ 9.35807646e+07] [ 3.40562875e+08] [ 5.70853107e+08] [ 5.99470200e+08] [ 5.74447589e+08] [ 5.49336117e+08] [ 5.24163169e+08] [ 4.98955272e+08] [ 4.73738400e+08] [ 4.63665562e+08] [ 4.53595310e+08] [ 4.43529051e+08] [ 4.33467963e+08] [ 4.23410519e+08] [ 4.13356596e+08] [ 4.08332941e+08] [ 4.03310183e+08] [ 3.98288452e+08] [ 3.63285581e+08] [ 3.28312918e+08] [ 2.93415233e+08] [ 2.43643432e+08] [ 1.93886766e+08] [ 1.44242942e+08] [ 1.14550184e+08] [ 8.48459269e+07] [ 5.51475859e+07] [ 2.74436028e+07] [-2.48434644e+05] [ 2.36211805e-02]]
fixedse.post_monopile_tower.cylinder_Mzz | intermediate | N*m | [[3.94141185e+05] [8.26790700e+05] [1.34022604e+06] [1.98454189e+06] [1.98452559e+06] [1.98450924e+06] [1.98449278e+06] [1.98447613e+06] [1.98445918e+06] [1.98445784e+06] [1.98445062e+06] [1.98444325e+06] [1.98444953e+06] [1.98444244e+06] [1.98443605e+06] [1.98444037e+06] [1.98443717e+06] [1.98443397e+06] [1.98446221e+06] [1.98443991e+06] [1.98441759e+06] [1.98449726e+06] [1.98446518e+06] [1.98443307e+06] [1.98458344e+06] [1.98456367e+06] [1.98454387e+06] [1.98460268e+06] [1.98462935e+06] [7.21386847e-10]]
fixedse.post_monopile_tower.qdyn | intermediate | Pa | [[0.00000000e+00] [0.00000000e+00] [0.00000000e+00] [6.06065524e+05] [5.22520878e+05] [4.39444752e+05] [3.56941795e+05] [2.75206472e+05] [1.94558238e+05] [1.15502979e+05] [8.44923057e+04] [5.39280260e+04] [2.38934955e+04] [9.98704228e+01] [1.17946236e+02] [1.30000789e+02] [1.34900394e+02] [1.39293640e+02] [1.43287363e+02] [1.64425709e+02] [1.79355131e+02] [1.91145717e+02] [2.04792475e+02] [2.16048308e+02] [2.25704393e+02] [2.30923287e+02] [2.35793347e+02] [2.40364237e+02] [2.44395358e+02] [2.48226290e+02] [2.51878651e+02]]
fixedse.monopile_height | intermediate | m | [105.]
fixedse.tower_foundation_height | intermediate | m | [15.]
fixedse.monopile_foundation_height | intermediate | m | [-90.]
fixedse.soil.d0 | intermediate | m | [10.]
rotorse.r | intermediate | m | [ 5. 9.1379309 13.27586218 17.41379339 21.55172397 25.68965483 29.8275866 33.96551734 38.10344794 42.24137925 46.37931072 50.51724133 54.65517201 58.79310371 62.93103471 67.06896529 71.20689629 75.34482799 79.48275867 83.62068928 87.75862075 91.89655206 96.03448266 100.1724134 104.31034517 108.44827603 112.58620661 116.72413775 120.86207007 125. ] | radial locations where blade is defined (should be increasing and not go all the way to hub or tip)
rotorse.chord | intermediate | m | [5. 6.45057184 7. 7. 7. 6.98980714 6.72049092 6.4708953 6.24487326 5.94201502 5.55704973 5.19612751 4.85662024 4.55786366 4.23832377 3.93496921 3.68586956 3.48067502 3.22630701 3.05296816 2.88965517 2.72413792 2.55862069 2.39310346 2.22758619 2.06206896 1.901718 1.71813319 1.36512688 0.5 ] | chord length at each section
rotorse.ccblade.theta_in | intermediate | rad | [ 0.97738438 0.66076487 0.48378032 0.35172297 0.23757181 0.15461066 0.11998401 0.08951877 0.08011156 0.06839539 0.05069348 0.03689154 0.02589658 -0.00260522 -0.01628047 -0.02163829 -0.02589926 -0.03262599 -0.03850517 -0.04566013 -0.04813058 -0.04991932 -0.05373845 -0.05934119 -0.05934119 -0.05135876 -0.03840534 -0.02422526 -0.01097925 -0.00418879] | twist angle at each section (positive decreases angle of attack)
rotorse.airfoils_cl | intermediate |  | [[[[-3.25260652e-19]] [[ 3.46944695e-18]] [[-1.38777878e-17]] ... [[ 3.38271078e-17]] [[-1.73472348e-18]] [[-3.57786717e-18]]] [[[ 6.63256118e-03]] [[ 1.13462757e-01]] [[ 2.14951605e-01]] ... [[-2.32379273e-01]] [[-1.26591152e-01]] [[ 6.63256118e-03]]] [[[ 1.27742998e-02]] [[ 1.42693272e-01]] [[ 2.58637012e-01]] ... [[-2.66800672e-01]] [[-1.38782724e-01]] [[ 1.27742998e-02]]] ... [[[-1.53642952e-08]] [[ 2.24280087e-01]] [[ 4.60935912e-01]] ... [[-4.60935912e-01]] [[-2.24280087e-01]] [[ 1.53642952e-08]]] [[[-1.53642952e-08]] [[ 2.24280087e-01]] [[ 4.60935912e-01]] ... [[-4.60935912e-01]] [[-2.24280087e-01]] [[ 1.53642952e-08]]] [[[-1.53642952e-08]] [[ 2.24280087e-01]] [[ 4.60935912e-01]] ... [[-4.60935912e-01]] [[-2.24280087e-01]] [[ 1.53642952e-08]]]] | lift coefficients, spanwise
rotorse.airfoils_cd | intermediate |  | [[[[0.5 ]] [[0.5 ]] [[0.5 ]] ... [[0.5 ]] [[0.5 ]] [[0.5 ]]] [[[0.15834246]] [[0.14657251]] [[0.12654502]] ... [[0.13933512]] [[0.1506808 ]] [[0.15834246]]] [[[0.06162547]] [[0.06296798]] [[0.06920074]] ... [[0.07156878]] [[0.06373137]] [[0.06162547]]] ... [[[0.0198 ]] [[0.02572598]] [[0.04114402]] ... [[0.04047996]] [[0.02538511]] [[0.0198 ]]] [[[0.0198 ]] [[0.02572598]] [[0.04114402]] ... [[0.04047996]] [[0.02538511]] [[0.0198 ]]] [[[0.0198 ]] [[0.02572598]] [[0.04114402]] ... [[0.04047996]] [[0.02538511]] [[0.0198 ]]]] | drag coefficients, spanwise
rotorse.airfoils_cm | intermediate |  | [[[[-4.06575815e-20]] [[-3.90312782e-18]] [[ 8.67361738e-19]] ... [[-1.73472348e-18]] [[ 3.03576608e-18]] [[-3.38813179e-21]]] [[[ 2.57065280e-04]] [[ 5.26947335e-02]] [[ 9.97340121e-02]] ... [[-1.11282798e-01]] [[-5.86879347e-02]] [[ 2.57065280e-04]]] [[[ 3.70854259e-04]] [[ 5.78906867e-02]] [[ 1.09442053e-01]] ... [[-1.20140868e-01]] [[-6.33445740e-02]] [[ 3.70854259e-04]]] ... [[[-7.71299959e-09]] [[ 1.12680187e-01]] [[ 2.31783829e-01]] ... [[-2.31710912e-01]] [[-1.12584318e-01]] [[ 7.70271561e-09]]] [[[-7.71299959e-09]] [[ 1.12680187e-01]] [[ 2.31783829e-01]] ... [[-2.31710912e-01]] [[-1.12584318e-01]] [[ 7.70271561e-09]]] [[[-7.71299959e-09]] [[ 1.12680187e-01]] [[ 2.31783829e-01]] ... [[-2.31710912e-01]] [[-1.12584318e-01]] [[ 7.70271561e-09]]]] | moment coefficients, spanwise
rotorse.Rhub | intermediate | m | [5.] | hub radius
rotorse.Rtip | intermediate | m | [125.] | tip radius
rotorse.ccblade.rthick | intermediate |  | [1. 0.56482845 0.4 0.4 0.38854197 0.35 0.35 0.35 0.35 0.32886547 0.3 0.3 0.3 0.3 0.3 0.28140145 0.25 0.25 0.25 0.25 0.25 0.23710074 0.21 0.21 0.21 0.17916643 0.17 0.17 0.17 0.17 ] | 1D array of the relative thicknesses of the blade defined along span.
rotorse.precurve | intermediate | m | [0. 0. 0. 0. 0. 0. 0. 0. 0. 0. 0. 0. 0. 0. 0. 0. 0. 0. 0. 0. 0. 0. 0. 0. 0. 0. 0. 0. 0. 0.] | precurve at each section
rotorse.precurveTip | intermediate | m | [0.] | precurve at tip
rotorse.presweep | intermediate | m | [0. 0. 0. 0. 0. 0. 0. 0. 0. 0. 0. 0. 0. 0. 0. 0. 0. 0. 0. 0. 0. 0. 0. 0. 0. 0. 0. 0. 0. 0.] | presweep at each section
rotorse.presweepTip | intermediate | m | [0.] | presweep at tip
rotorse.hub_height | intermediate | m | [162.96] | hub height
rotorse.rc.blade_length | intermediate | m | [120.] | blade length
rotorse.rc.s | intermediate |  | [0. 0.03448276 0.06896552 0.10344828 0.13793103 0.17241379 0.20689655 0.24137931 0.27586207 0.31034483 0.34482759 0.37931034 0.4137931 0.44827586 0.48275862 0.51724138 0.55172414 0.5862069 0.62068966 0.65517241 0.68965517 0.72413793 0.75862069 0.79310345 0.82758621 0.86206897 0.89655172 0.93103448 0.96551724 1. ] | blade nondimensional span location
rotorse.rc.chord | intermediate | m | [5. 6.45057184 7. 7. 7. 6.98980714 6.72049092 6.4708953 6.24487326 5.94201502 5.55704973 5.19612751 4.85662024 4.55786366 4.23832377 3.93496921 3.68586956 3.48067502 3.22630701 3.05296816 2.88965517 2.72413792 2.55862069 2.39310346 2.22758619 2.06206896 1.901718 1.71813319 1.36512688 0.5 ] | Chord distribution
rotorse.rc.coord_xy_interp | intermediate |  | [[[ 1.00000000e+00 4.33680869e-19] [ 9.99310113e-01 -2.24586628e-02] [ 9.97715675e-01 -4.48159779e-02] ... [ 9.97767307e-01 4.41944433e-02] [ 9.99327246e-01 2.21465777e-02] [ 1.00000000e+00 -6.93889390e-18]] [[ 1.00000000e+00 -3.45453481e-03] [ 9.85732236e-01 -4.50857227e-03] [ 9.71245898e-01 -5.41268359e-03] ... [ 9.73540047e-01 2.01834666e-02] [ 9.86794643e-01 1.21857375e-02] [ 1.00000000e+00 3.34158479e-03]] [[ 1.00000000e+00 -3.52767074e-03] [ 9.82059782e-01 3.90327629e-04] [ 9.63825795e-01 2.50462990e-03] ... [ 9.66589031e-01 1.41947173e-02] [ 9.83283080e-01 8.77890463e-03] [ 1.00000000e+00 3.41232946e-03]] ... [[ 1.00000000e+00 -1.59933238e-03] [ 9.76316764e-01 1.06223114e-03] [ 9.52601299e-01 3.08357338e-03] ... [ 9.53511819e-01 1.19996935e-02] [ 9.76793838e-01 6.84560730e-03] [ 1.00000000e+00 1.54000107e-03]] [[ 1.00000000e+00 -1.59933238e-03] [ 9.76316764e-01 1.06223114e-03] [ 9.52601299e-01 3.08357338e-03] ... [ 9.53511819e-01 1.19996935e-02] [ 9.76793838e-01 6.84560730e-03] [ 1.00000000e+00 1.54000107e-03]] [[ 1.00000000e+00 -1.59933238e-03] [ 9.76316764e-01 1.06223114e-03] [ 9.52601299e-01 3.08357338e-03] ... [ 9.53511819e-01 1.19996935e-02] [ 9.76793838e-01 6.84560730e-03] [ 1.00000000e+00 1.54000107e-03]]] | 3D array of the non-dimensional x and y airfoil coordinates of the airfoils interpolated along span for n_span stations.
rotorse.rc.web_start_nd | intermediate |  | [[0.09443924 0.22028559 0.2909226 0.32714482 0.33992124 0.35394283 0.35795247 0.36158362 0.36333612 0.36849398 0.37502314 0.37817178 0.38126751 0.38566903 0.38948024 0.39387821 0.39807393 0.40112861 0.40526073 0.40861291 0.41187352 0.41567918 0.4201229 0.42493066 0.43022388 0.438479 0.44613537 0.45557637 0.45654734 0.35514123] [0.09443924 0.22028559 0.2909226 0.2821279 0.29497144 0.3080999 0.31028983 0.31208816 0.31203055 0.3139898 0.31600373 0.3150097 0.31363617 0.31356438 0.31185283 0.30988156 0.30796239 0.30566399 0.3022003 0.29963697 0.29666059 0.29297368 0.28840258 0.28399838 0.27870481 0.2733538 0.26649906 0.25645508 0.23017251 0.35514123]] | 2D array of the non-dimensional start point defined along the outer profile of a web. The TE suction side is 0, the TE pressure side is 1. The first dimension represents each web, the second dimension represents each entry along blade span.
rotorse.rc.web_end_nd | intermediate |  | [[0.59444857 0.62189489 0.62633404 0.61588482 0.62540739 0.62907116 0.63062852 0.63186896 0.63163908 0.62851035 0.62419046 0.62296768 0.62140949 0.62086375 0.61890963 0.61362842 0.60657502 0.60417114 0.6005548 0.59785301 0.59474493 0.5891243 0.58121683 0.57661479 0.57101193 0.56161083 0.55349246 0.54287466 0.54120503 0.64386652] [0.59444857 0.62189489 0.62633404 0.66085041 0.67027318 0.6747734 0.67807638 0.68109183 0.68263479 0.68265141 0.6828203 0.68570157 0.68856642 0.69252115 0.69606266 0.69746599 0.69738865 0.70045065 0.70456263 0.70792046 0.7111373 0.71333555 0.71487803 0.71976622 0.72497646 0.72899915 0.73501951 0.74387971 0.76895362 0.64386652]] | 2D array of the non-dimensional end point defined along the outer profile of a web. The TE suction side is 0, the TE pressure side is 1. The first dimension represents each web, the second dimension represents each entry along blade span.
rotorse.rc.layer_thickness | intermediate | m | [[0.0005 0.0005 0.0005 0.0005 0.0005 0.0005 0.0005 0.0005 0.0005 0.0005 0.0005 0.0005 0.0005 0.0005 0.0005 0.0005 0.0005 0.0005 0.0005 0.0005 0.0005 0.0005 0.0005 0.0005 0.0005 0.0005 0.0005 0.0005 0.0005 0.0005 ] [0.05 0.04081969 0.03226966 0.02415612 0.01564759 0.00867322 0.00473378 0.00312627 0.00227767 0.00203461 0.00200053 0.00200002 0.002 0.002 0.002 0.002 0.002 0.002 0.002 0.002 0.002 0.002 0.002 0.002 0.00180323 0.00131224 0.00104021 0.00100135 0.001 0.001 ] [0.0001 0.00438147 0.0150519 0.03035182 0.04746369 0.06362935 0.07611578 0.08317021 0.08937909 0.09450151 0.09777677 0.09841932 0.09739565 0.09512692 0.09226371 0.08925432 0.08635675 0.0832791 0.07972353 0.07549254 0.0699988 0.06112214 0.04860463 0.03545513 0.02466062 0.01776472 0.01194345 0.00691416 0.00324837 0.001 ] [0.0001 0.00438147 0.0150519 0.03035182 0.04746369 0.06362935 0.07611578 0.08317021 0.08937909 0.09450151 0.09777677 0.09841932 0.09739565 0.09512692 0.09226371 0.08925432 0.08635675 0.0832791 0.07972353 0.07549254 0.0699988 0.06112214 0.04860463 0.03545513 0.02466062 0.01776472 0.01194345 0.00691416 0.00324837 0.001 ] [0. 0. 0. 0.00299507 0.00294581 0.00289655 0.00284729 0.00279803 0.00274877 0.00269951 0.00265025 0.00260099 0.00255172 0.00250246 0.0024532 0.00240394 0.00235468 0.00230542 0.00225616 0.0022069 0.00215764 0.00210837 0.00205911 0.00200985 0. 0. 0. 0. 0. 0. ] [0. 0. 0. 0.0151551 0.02659419 0.03838054 0.04863375 0.05706524 0.06593926 0.07399829 0.07952219 0.08035564 0.07552905 0.06548829 0.05371052 0.04289912 0.03358001 0.02375535 0.01434111 0.00715383 0.00416067 0.00301727 0.0021994 0.00162397 0. 0. 0. 0. 0. 0. ] [0. 0. 0. 0.0151551 0.02659419 0.03838054 0.04863375 0.05706524 0.06593926 0.07399829 0.07952219 0.08035564 0.07552905 0.06548829 0.05371052 0.04289912 0.03358001 0.02375535 0.01434111 0.00715383 0.00416067 0.00301727 0.0021994 0.00162397 0. 0. 0. 0. 0. 0. ] [0. 0. 0. 0.05972906 0.0570197 0.05431034 0.05160099 0.04889163 0.04618227 0.04347291 0.04076355 0.03805419 0.03534483 0.03263547 0.02992611 0.02721675 0.02450739 0.02179803 0.01908867 0.01637931 0.01366995 0.01096059 0.00825123 0.00554187 0. 0. 0. 0. 0. 0. ] [0. 0. 0. 0.05972906 0.0570197 0.05431034 0.05160099 0.04889163 0.04618227 0.04347291 0.04076355 0.03805419 0.03534483 0.03263547 0.02992611 0.02721675 0.02450739 0.02179803 0.01908867 0.01637931 0.01366995 0.01096059 0.00825123 0.00554187 0. 0. 0. 0. 0. 0. ] [0. 0. 0. 0.05972906 0.0570197 0.05431034 0.05160099 0.04889163 0.04618227 0.04347291 0.04076355 0.03805419 0.03534483 0.03263547 0.02992611 0.02721675 0.02450739 0.02179803 0.01908867 0.01637931 0.01366995 0.01096059 0.00825123 0.00554187 0. 0. 0. 0. 0. 0. ] [0. 0. 0. 0.05972906 0.0570197 0.05431034 0.05160099 0.04889163 0.04618227 0.04347291 0.04076355 0.03805419 0.03534483 0.03263547 0.02992611 0.02721675 0.02450739 0.02179803 0.01908867 0.01637931 0.01366995 0.01096059 0.00825123 0.00554187 0. 0. 0. 0. 0. 0. ] [0.05 0.04081969 0.03226966 0.02415612 0.01564759 0.00867322 0.00473378 0.00312627 0.00227767 0.00203461 0.00200053 0.00200002 0.002 0.002 0.002 0.002 0.002 0.002 0.002 0.002 0.002 0.002 0.002 0.002 0.00180323 0.00131224 0.00104021 0.00100135 0.001 0.001 ] [0. 0. 0. 0.00199391 0.00193306 0.00187221 0.00181136 0.00175051 0.00168966 0.0016288 0.00156795 0.0015071 0.00144625 0.0013854 0.00132454 0.00126369 0.00120284 0.00114199 0.00108114 0.00102028 0.00095943 0.00089858 0.00083773 0.00077688 0.00071602 0.00065517 0.00059432 0.00053347 0. 0. ] [0. 0. 0. 0.04284584 0.04130426 0.03976268 0.0382211 0.03667951 0.03513793 0.03359635 0.03205477 0.03051318 0.0289716 0.02743002 0.02588844 0.02434686 0.02280527 0.02126369 0.01972211 0.01818053 0.01663895 0.01509736 0.01355578 0.0120142 0.01047262 0.00893103 0.00738945 0.00584787 0. 0. ] [0. 0. 0. 0.00199391 0.00193306 0.00187221 0.00181136 0.00175051 0.00168966 0.0016288 0.00156795 0.0015071 0.00144625 0.0013854 0.00132454 0.00126369 0.00120284 0.00114199 0.00108114 0.00102028 0.00095943 0.00089858 0.00083773 0.00077688 0.00071602 0.00065517 0.00059432 0.00053347 0. 0. ] [0. 0. 0. 0.00199391 0.00193306 0.00187221 0.00181136 0.00175051 0.00168966 0.0016288 0.00156795 0.0015071 0.00144625 0.0013854 0.00132454 0.00126369 0.00120284 0.00114199 0.00108114 0.00102028 0.00095943 0.00089858 0.00083773 0.00077688 0.00071602 0.00065517 0.00059432 0.00053347 0. 0. ] [0. 0. 0. 0.04284584 0.04130426 0.03976268 0.0382211 0.03667951 0.03513793 0.03359635 0.03205477 0.03051318 0.0289716 0.02743002 0.02588844 0.02434686 0.02280527 0.02126369 0.01972211 0.01818053 0.01663895 0.01509736 0.01355578 0.0120142 0.01047262 0.00893103 0.00738945 0.00584787 0. 0. ] [0. 0. 0. 0.00199391 0.00193306 0.00187221 0.00181136 0.00175051 0.00168966 0.0016288 0.00156795 0.0015071 0.00144625 0.0013854 0.00132454 0.00126369 0.00120284 0.00114199 0.00108114 0.00102028 0.00095943 0.00089858 0.00083773 0.00077688 0.00071602 0.00065517 0.00059432 0.00053347 0. 0. ]] | 2D array of the thickness of the layers of the blade structure. The first dimension represents each layer, the second dimension represents each entry along blade span.
rotorse.rc.layer_start_nd | intermediate |  | [[0. 0. 0. 0. 0. 0. 0. 0. 0. 0. 0. 0. 0. 0. 0. 0. 0. 0. 0. 0. 0. 0. 0. 0. 0. 0. 0. 0. 0. 0. ] [0. 0. 0. 0. 0. 0. 0. 0. 0. 0. 0. 0. 0. 0. 0. 0. 0. 0. 0. 0. 0. 0. 0. 0. 0. 0. 0. 0. 0. 0. ] [0.06578734 0.19181051 0.26253347 0.27600434 0.28868679 0.30162817 0.30355863 0.30511017 0.30480667 0.30632528 0.30770565 0.30615919 0.30419558 0.30357284 0.301169 0.29825907 0.29524936 0.29223542 0.28775694 0.28442639 0.28063191 0.27585455 0.27001348 0.26441435 0.25771614 0.25035209 0.24949909 0.24901627 0.24856522 0.24833394] [0.56579667 0.59341982 0.59794492 0.60972625 0.61912309 0.6226054 0.62389262 0.62487392 0.62439582 0.62082914 0.6159228 0.61416478 0.61203382 0.61097975 0.60837164 0.60235604 0.59469894 0.59169882 0.58723315 0.583918 0.58012905 0.57366289 0.56469763 0.55919233 0.55249412 0.54090391 0.53867113 0.53800161 0.53737817 0.53705922] [0.49999966 0.50048349 0.50578694 0.48055217 0.48081957 0.48199072 0.48094998 0.47990811 0.47889279 0.47696109 0.47322704 0.47090472 0.46840513 0.46589755 0.46282427 0.45774496 0.45067988 0.44765656 0.44337488 0.44005053 0.43663292 0.43102845 0.42535246 0.4251247 0.49608288 0.49654267 0.49727784 0.49727784 0.49727784 0.49727784] [0. 0. 0. 0. 0. 0. 0. 0. 0. 0. 0. 0. 0. 0. 0. 0. 0. 0. 0. 0. 0. 0. 0. 0. 0. 0. 0. 0. 0. 0. ] [1. 1. 1. 0.96845653 0.9682747 0.96753706 0.96623615 0.96493381 0.96366465 0.96140206 0.95820747 0.95530457 0.95218009 0.94904561 0.94520401 0.94058225 0.93589509 0.93211595 0.92676384 0.9226057 0.91823166 0.91283402 0.90631632 0.89983676 1. 1. 1. 1. 1. 1. ] [0. 0. 0. 0.03154347 0.0317253 0.03246294 0.03376385 0.03506619 0.03633535 0.03859794 0.04179253 0.04469543 0.04781991 0.05095439 0.05479599 0.05941775 0.06410491 0.06788405 0.07323616 0.0773943 0.08176834 0.08716598 0.09368368 0.10016324 0. 0. 0. 0. 0. 0. ] [0.12309114 0.24876067 0.31931172 0.33278259 0.34579233 0.36006145 0.36433356 0.36822931 0.3702103 0.37580158 0.3829322 0.38661096 0.39027142 0.39529074 0.39980179 0.40521101 0.41063819 0.41442671 0.41958201 0.42373612 0.42781493 0.43275331 0.43864411 0.44470819 0.4514064 0.46164578 0.46311367 0.46263085 0.4621798 0.46194853] [0.49999966 0.50048349 0.50578694 0.53102172 0.53158004 0.53393141 0.53497215 0.53601402 0.53702935 0.5387178 0.54009508 0.54241741 0.54491699 0.54742457 0.55049786 0.55281336 0.55324773 0.55627104 0.56055273 0.56387707 0.56729468 0.56863433 0.5668133 0.56704106 0.49608288 0.49654267 0.49727784 0.49727784 0.49727784 0.49727784] [0.62310047 0.65036997 0.65472317 0.66650449 0.67622863 0.68103869 0.68466755 0.68799306 0.68979945 0.69030544 0.69114935 0.69461656 0.69810967 0.70269766 0.70700443 0.70930798 0.71008777 0.71389011 0.71905823 0.72322774 0.72731207 0.73056165 0.73332825 0.73948617 0.74618438 0.7521976 0.75228572 0.7516162 0.75099275 0.75067381] [0. 0. 0. 0. 0. 0. 0. 0. 0. 0. 0. 0. 0. 0. 0. 0. 0. 0. 0. 0. 0. 0. 0. 0. 0. 0. 0. 0. 0. 0. ] [0. 0. 0. 0. 0. 0. 0. 0. 0. 0. 0. 0. 0. 0. 0. 0. 0. 0. 0. 0. 0. 0. 0. 0. 0. 0. 0. 0. 0. 0. ] [0. 0. 0. 0. 0. 0. 0. 0. 0. 0. 0. 0. 0. 0. 0. 0. 0. 0. 0. 0. 0. 0. 0. 0. 0. 0. 0. 0. 0. 0. ] [0. 0. 0. 0. 0. 0. 0. 0. 0. 0. 0. 0. 0. 0. 0. 0. 0. 0. 0. 0. 0. 0. 0. 0. 0. 0. 0. 0. 0. 0. ] [0. 0. 0. 0. 0. 0. 0. 0. 0. 0. 0. 0. 0. 0. 0. 0. 0. 0. 0. 0. 0. 0. 0. 0. 0. 0. 0. 0. 0. 0. ] [0. 0. 0. 0. 0. 0. 0. 0. 0. 0. 0. 0. 0. 0. 0. 0. 0. 0. 0. 0. 0. 0. 0. 0. 0. 0. 0. 0. 0. 0. ] [0. 0. 0. 0. 0. 0. 0. 0. 0. 0. 0. 0. 0. 0. 0. 0. 0. 0. 0. 0. 0. 0. 0. 0. 0. 0. 0. 0. 0. 0. ]] | 2D array of the non-dimensional start point defined along the outer profile of a layer. The TE suction side is 0, the TE pressure side is 1. The first dimension represents each layer, the second dimension represents each entry along blade span.
rotorse.rc.layer_end_nd | intermediate |  | [[1. 1. 1. 1. 1. 1. 1. 1. 1. 1. 1. 1. 1. 1. 1. 1. 1. 1. 1. 1. 1. 1. 1. 1. 1. 1. 1. 1. 1. 1. ] [1. 1. 1. 1. 1. 1. 1. 1. 1. 1. 1. 1. 1. 1. 1. 1. 1. 1. 1. 1. 1. 1. 1. 1. 1. 1. 1. 1. 1. 1. ] [0.12309114 0.24876067 0.31931172 0.33278259 0.34579233 0.36006145 0.36433356 0.36822931 0.3702103 0.37580158 0.3829322 0.38661096 0.39027142 0.39529074 0.39980179 0.40521101 0.41063819 0.41442671 0.41958201 0.42373612 0.42781493 0.43275331 0.43864411 0.44470819 0.4514064 0.46164578 0.46311367 0.46263085 0.4621798 0.46194853] [0.62310047 0.65036997 0.65472317 0.66650449 0.67622863 0.68103869 0.68466755 0.68799306 0.68979945 0.69030544 0.69114935 0.69461656 0.69810967 0.70269766 0.70700443 0.70930798 0.71008777 0.71389011 0.71905823 0.72322774 0.72731207 0.73056165 0.73332825 0.73948617 0.74618438 0.7521976 0.75228572 0.7516162 0.75099275 0.75067381] [0.49999966 0.50048349 0.50578694 0.53102172 0.53158004 0.53393141 0.53497215 0.53601402 0.53702935 0.5387178 0.54009508 0.54241741 0.54491699 0.54742457 0.55049786 0.55281336 0.55324773 0.55627104 0.56055273 0.56387707 0.56729468 0.56863433 0.5668133 0.56704106 0.49608288 0.49654267 0.49727784 0.49727784 0.49727784 0.49727784] [0. 0. 0. 0.03154347 0.0317253 0.03246294 0.03376385 0.03506619 0.03633535 0.03859794 0.04179253 0.04469543 0.04781991 0.05095439 0.05479599 0.05941775 0.06410491 0.06788405 0.07323616 0.0773943 0.08176834 0.08716598 0.09368368 0.10016324 0. 0. 0. 0. 0. 0. ] [1. 1. 1. 1. 1. 1. 1. 1. 1. 1. 1. 1. 1. 1. 1. 1. 1. 1. 1. 1. 1. 1. 1. 1. 1. 1. 1. 1. 1. 1. ] [0.06578734 0.19181051 0.26253347 0.27600434 0.28868679 0.30162817 0.30355863 0.30511017 0.30480667 0.30632528 0.30770565 0.30615919 0.30419558 0.30357284 0.301169 0.29825907 0.29524936 0.29223542 0.28775694 0.28442639 0.28063191 0.27585455 0.27001348 0.26441435 0.25771614 0.25035209 0.24949909 0.24901627 0.24856522 0.24833394] [0.49999966 0.50048349 0.50578694 0.48055217 0.48081957 0.48199072 0.48094998 0.47990811 0.47889279 0.47696109 0.47322704 0.47090472 0.46840513 0.46589755 0.46282427 0.45774496 0.45067988 0.44765656 0.44337488 0.44005053 0.43663292 0.43102845 0.42535246 0.4251247 0.49608288 0.49654267 0.49727784 0.49727784 0.49727784 0.49727784] [0.56579667 0.59341982 0.59794492 0.60972625 0.61912309 0.6226054 0.62389262 0.62487392 0.62439582 0.62082914 0.6159228 0.61416478 0.61203382 0.61097975 0.60837164 0.60235604 0.59469894 0.59169882 0.58723315 0.583918 0.58012905 0.57366289 0.56469763 0.55919233 0.55249412 0.54090391 0.53867113 0.53800161 0.53737817 0.53705922] [1. 1. 1. 0.96845653 0.9682747 0.96753706 0.96623615 0.96493381 0.96366465 0.96140206 0.95820747 0.95530457 0.95218009 0.94904561 0.94520401 0.94058225 0.93589509 0.93211595 0.92676384 0.9226057 0.91823166 0.91283402 0.90631632 0.89983676 1. 1. 1. 1. 1. 1. ] [1. 1. 1. 1. 1. 1. 1. 1. 1. 1. 1. 1. 1. 1. 1. 1. 1. 1. 1. 1. 1. 1. 1. 1. 1. 1. 1. 1. 1. 1. ] [0. 0. 0. 0. 0. 0. 0. 0. 0. 0. 0. 0. 0. 0. 0. 0. 0. 0. 0. 0. 0. 0. 0. 0. 0. 0. 0. 0. 0. 0. ] [0. 0. 0. 0. 0. 0. 0. 0. 0. 0. 0. 0. 0. 0. 0. 0. 0. 0. 0. 0. 0. 0. 0. 0. 0. 0. 0. 0. 0. 0. ] [0. 0. 0. 0. 0. 0. 0. 0. 0. 0. 0. 0. 0. 0. 0. 0. 0. 0. 0. 0. 0. 0. 0. 0. 0. 0. 0. 0. 0. 0. ] [0. 0. 0. 0. 0. 0. 0. 0. 0. 0. 0. 0. 0. 0. 0. 0. 0. 0. 0. 0. 0. 0. 0. 0. 0. 0. 0. 0. 0. 0. ] [0. 0. 0. 0. 0. 0. 0. 0. 0. 0. 0. 0. 0. 0. 0. 0. 0. 0. 0. 0. 0. 0. 0. 0. 0. 0. 0. 0. 0. 0. ] [0. 0. 0. 0. 0. 0. 0. 0. 0. 0. 0. 0. 0. 0. 0. 0. 0. 0. 0. 0. 0. 0. 0. 0. 0. 0. 0. 0. 0. 0. ]] | 2D array of the non-dimensional end point defined along the outer profile of a layer. The TE suction side is 0, the TE pressure side is 1. The first dimension represents each layer, the second dimension represents each entry along blade span.
rotorse.rc.ply_t | intermediate | m | [1.00000000e+06 1.00000000e+06 1.00000000e+06 1.00000000e+06 5.00000000e-03 5.15873016e-03 1.00000000e-03 1.00000000e-03 1.00000000e+06 1.00000000e+06 1.00000000e+06] | 1D array of the ply thicknesses of the materials. Non-composite materials are kept at 0.
rotorse.rc.fwf | intermediate |  | [0. 0. 0. 0. 0.74506827 0.15889029 0.74506827 0.74506827 0. 0. 0. ] | 1D array of the non-dimensional fiber weight fraction of the composite materials. Non-composite materials are kept at 0.
rotorse.rc.fvf | intermediate |  | [0. 0. 0. 0. 0.57 0.10769231 0.57 0.57 0. 0. 0. ] | 1D array of the non-dimensional fiber volume fraction of the composite materials. Non-composite materials are kept at 0.
rotorse.theta | output | deg | [55.99999994 37.85903832 27.71857043 20.15224189 13.61186231 8.85853832 6.87457752 5.12904778 4.59005422 3.91876703 2.90452244 2.11372949 1.48376473 -0.14926802 -0.932802 -1.23978266 -1.48391803 -1.86933156 -2.20618359 -2.6161327 -2.75767929 -2.86016657 -3.07898651 -3.39999974 -3.39999974 -2.94264042 -2.20046373 -1.38800511 -0.62906467 -0.23999999] | Twist angle at each section (positive decreases angle of attack)
rotorse.re.pitch_axis | intermediate |  | [0.5 0.33681067 0.275 0.275 0.275 0.275 0.275 0.275 0.275 0.275 0.275 0.275 0.275 0.275 0.275 0.275 0.275 0.275 0.275 0.275 0.275 0.275 0.275 0.275 0.275 0.275 0.275 0.275 0.275 0.275 ] | 1D array of the chordwise position of the pitch axis (0-LE, 1-TE), defined along blade span.
rotorse.re.coord_xy_interp | intermediate |  | [[[ 1.00000000e+00 4.33680869e-19] [ 9.99310113e-01 -2.24586628e-02] [ 9.97715675e-01 -4.48159779e-02] ... [ 9.97767307e-01 4.41944433e-02] [ 9.99327246e-01 2.21465777e-02] [ 1.00000000e+00 -6.93889390e-18]] [[ 1.00000000e+00 -3.45453481e-03] [ 9.85732236e-01 -4.50857227e-03] [ 9.71245898e-01 -5.41268359e-03] ... [ 9.73540047e-01 2.01834666e-02] [ 9.86794643e-01 1.21857375e-02] [ 1.00000000e+00 3.34158479e-03]] [[ 1.00000000e+00 -3.52767074e-03] [ 9.82059782e-01 3.90327629e-04] [ 9.63825795e-01 2.50462990e-03] ... [ 9.66589031e-01 1.41947173e-02] [ 9.83283080e-01 8.77890463e-03] [ 1.00000000e+00 3.41232946e-03]] ... [[ 1.00000000e+00 -1.59933238e-03] [ 9.76316764e-01 1.06223114e-03] [ 9.52601299e-01 3.08357338e-03] ... [ 9.53511819e-01 1.19996935e-02] [ 9.76793838e-01 6.84560730e-03] [ 1.00000000e+00 1.54000107e-03]] [[ 1.00000000e+00 -1.59933238e-03] [ 9.76316764e-01 1.06223114e-03] [ 9.52601299e-01 3.08357338e-03] ... [ 9.53511819e-01 1.19996935e-02] [ 9.76793838e-01 6.84560730e-03] [ 1.00000000e+00 1.54000107e-03]] [[ 1.00000000e+00 -1.59933238e-03] [ 9.76316764e-01 1.06223114e-03] [ 9.52601299e-01 3.08357338e-03] ... [ 9.53511819e-01 1.19996935e-02] [ 9.76793838e-01 6.84560730e-03] [ 1.00000000e+00 1.54000107e-03]]] | 3D array of the non-dimensional x and y airfoil coordinates of the airfoils interpolated along span for n_span stations.
rotorse.re.precomp.web_start_nd | intermediate |  | [[0.09443924 0.22028559 0.2909226 0.32714482 0.33992124 0.35394283 0.35795247 0.36158362 0.36333612 0.36849398 0.37502314 0.37817178 0.38126751 0.38566903 0.38948024 0.39387821 0.39807393 0.40112861 0.40526073 0.40861291 0.41187352 0.41567918 0.4201229 0.42493066 0.43022388 0.438479 0.44613537 0.45557637 0.45654734 0.35514123] [0.09443924 0.22028559 0.2909226 0.2821279 0.29497144 0.3080999 0.31028983 0.31208816 0.31203055 0.3139898 0.31600373 0.3150097 0.31363617 0.31356438 0.31185283 0.30988156 0.30796239 0.30566399 0.3022003 0.29963697 0.29666059 0.29297368 0.28840258 0.28399838 0.27870481 0.2733538 0.26649906 0.25645508 0.23017251 0.35514123]] | 2D array of the non-dimensional start point defined along the outer profile of a web. The TE suction side is 0, the TE pressure side is 1. The first dimension represents each web, the second dimension represents each entry along blade span.
rotorse.re.precomp.web_end_nd | intermediate |  | [[0.59444857 0.62189489 0.62633404 0.61588482 0.62540739 0.62907116 0.63062852 0.63186896 0.63163908 0.62851035 0.62419046 0.62296768 0.62140949 0.62086375 0.61890963 0.61362842 0.60657502 0.60417114 0.6005548 0.59785301 0.59474493 0.5891243 0.58121683 0.57661479 0.57101193 0.56161083 0.55349246 0.54287466 0.54120503 0.64386652] [0.59444857 0.62189489 0.62633404 0.66085041 0.67027318 0.6747734 0.67807638 0.68109183 0.68263479 0.68265141 0.6828203 0.68570157 0.68856642 0.69252115 0.69606266 0.69746599 0.69738865 0.70045065 0.70456263 0.70792046 0.7111373 0.71333555 0.71487803 0.71976622 0.72497646 0.72899915 0.73501951 0.74387971 0.76895362 0.64386652]] | 2D array of the non-dimensional end point defined along the outer profile of a web. The TE suction side is 0, the TE pressure side is 1. The first dimension represents each web, the second dimension represents each entry along blade span.
rotorse.re.precomp.layer_thickness | intermediate | m | [[0.0005 0.0005 0.0005 0.0005 0.0005 0.0005 0.0005 0.0005 0.0005 0.0005 0.0005 0.0005 0.0005 0.0005 0.0005 0.0005 0.0005 0.0005 0.0005 0.0005 0.0005 0.0005 0.0005 0.0005 0.0005 0.0005 0.0005 0.0005 0.0005 0.0005 ] [0.05 0.04081969 0.03226966 0.02415612 0.01564759 0.00867322 0.00473378 0.00312627 0.00227767 0.00203461 0.00200053 0.00200002 0.002 0.002 0.002 0.002 0.002 0.002 0.002 0.002 0.002 0.002 0.002 0.002 0.00180323 0.00131224 0.00104021 0.00100135 0.001 0.001 ] [0.0001 0.00438147 0.0150519 0.03035182 0.04746369 0.06362935 0.07611578 0.08317021 0.08937909 0.09450151 0.09777677 0.09841932 0.09739565 0.09512692 0.09226371 0.08925432 0.08635675 0.0832791 0.07972353 0.07549254 0.0699988 0.06112214 0.04860463 0.03545513 0.02466062 0.01776472 0.01194345 0.00691416 0.00324837 0.001 ] [0.0001 0.00438147 0.0150519 0.03035182 0.04746369 0.06362935 0.07611578 0.08317021 0.08937909 0.09450151 0.09777677 0.09841932 0.09739565 0.09512692 0.09226371 0.08925432 0.08635675 0.0832791 0.07972353 0.07549254 0.0699988 0.06112214 0.04860463 0.03545513 0.02466062 0.01776472 0.01194345 0.00691416 0.00324837 0.001 ] [0. 0. 0. 0.00299507 0.00294581 0.00289655 0.00284729 0.00279803 0.00274877 0.00269951 0.00265025 0.00260099 0.00255172 0.00250246 0.0024532 0.00240394 0.00235468 0.00230542 0.00225616 0.0022069 0.00215764 0.00210837 0.00205911 0.00200985 0. 0. 0. 0. 0. 0. ] [0. 0. 0. 0.0151551 0.02659419 0.03838054 0.04863375 0.05706524 0.06593926 0.07399829 0.07952219 0.08035564 0.07552905 0.06548829 0.05371052 0.04289912 0.03358001 0.02375535 0.01434111 0.00715383 0.00416067 0.00301727 0.0021994 0.00162397 0. 0. 0. 0. 0. 0. ] [0. 0. 0. 0.0151551 0.02659419 0.03838054 0.04863375 0.05706524 0.06593926 0.07399829 0.07952219 0.08035564 0.07552905 0.06548829 0.05371052 0.04289912 0.03358001 0.02375535 0.01434111 0.00715383 0.00416067 0.00301727 0.0021994 0.00162397 0. 0. 0. 0. 0. 0. ] [0. 0. 0. 0.05972906 0.0570197 0.05431034 0.05160099 0.04889163 0.04618227 0.04347291 0.04076355 0.03805419 0.03534483 0.03263547 0.02992611 0.02721675 0.02450739 0.02179803 0.01908867 0.01637931 0.01366995 0.01096059 0.00825123 0.00554187 0. 0. 0. 0. 0. 0. ] [0. 0. 0. 0.05972906 0.0570197 0.05431034 0.05160099 0.04889163 0.04618227 0.04347291 0.04076355 0.03805419 0.03534483 0.03263547 0.02992611 0.02721675 0.02450739 0.02179803 0.01908867 0.01637931 0.01366995 0.01096059 0.00825123 0.00554187 0. 0. 0. 0. 0. 0. ] [0. 0. 0. 0.05972906 0.0570197 0.05431034 0.05160099 0.04889163 0.04618227 0.04347291 0.04076355 0.03805419 0.03534483 0.03263547 0.02992611 0.02721675 0.02450739 0.02179803 0.01908867 0.01637931 0.01366995 0.01096059 0.00825123 0.00554187 0. 0. 0. 0. 0. 0. ] [0. 0. 0. 0.05972906 0.0570197 0.05431034 0.05160099 0.04889163 0.04618227 0.04347291 0.04076355 0.03805419 0.03534483 0.03263547 0.02992611 0.02721675 0.02450739 0.02179803 0.01908867 0.01637931 0.01366995 0.01096059 0.00825123 0.00554187 0. 0. 0. 0. 0. 0. ] [0.05 0.04081969 0.03226966 0.02415612 0.01564759 0.00867322 0.00473378 0.00312627 0.00227767 0.00203461 0.00200053 0.00200002 0.002 0.002 0.002 0.002 0.002 0.002 0.002 0.002 0.002 0.002 0.002 0.002 0.00180323 0.00131224 0.00104021 0.00100135 0.001 0.001 ] [0. 0. 0. 0.00199391 0.00193306 0.00187221 0.00181136 0.00175051 0.00168966 0.0016288 0.00156795 0.0015071 0.00144625 0.0013854 0.00132454 0.00126369 0.00120284 0.00114199 0.00108114 0.00102028 0.00095943 0.00089858 0.00083773 0.00077688 0.00071602 0.00065517 0.00059432 0.00053347 0. 0. ] [0. 0. 0. 0.04284584 0.04130426 0.03976268 0.0382211 0.03667951 0.03513793 0.03359635 0.03205477 0.03051318 0.0289716 0.02743002 0.02588844 0.02434686 0.02280527 0.02126369 0.01972211 0.01818053 0.01663895 0.01509736 0.01355578 0.0120142 0.01047262 0.00893103 0.00738945 0.00584787 0. 0. ] [0. 0. 0. 0.00199391 0.00193306 0.00187221 0.00181136 0.00175051 0.00168966 0.0016288 0.00156795 0.0015071 0.00144625 0.0013854 0.00132454 0.00126369 0.00120284 0.00114199 0.00108114 0.00102028 0.00095943 0.00089858 0.00083773 0.00077688 0.00071602 0.00065517 0.00059432 0.00053347 0. 0. ] [0. 0. 0. 0.00199391 0.00193306 0.00187221 0.00181136 0.00175051 0.00168966 0.0016288 0.00156795 0.0015071 0.00144625 0.0013854 0.00132454 0.00126369 0.00120284 0.00114199 0.00108114 0.00102028 0.00095943 0.00089858 0.00083773 0.00077688 0.00071602 0.00065517 0.00059432 0.00053347 0. 0. ] [0. 0. 0. 0.04284584 0.04130426 0.03976268 0.0382211 0.03667951 0.03513793 0.03359635 0.03205477 0.03051318 0.0289716 0.02743002 0.02588844 0.02434686 0.02280527 0.02126369 0.01972211 0.01818053 0.01663895 0.01509736 0.01355578 0.0120142 0.01047262 0.00893103 0.00738945 0.00584787 0. 0. ] [0. 0. 0. 0.00199391 0.00193306 0.00187221 0.00181136 0.00175051 0.00168966 0.0016288 0.00156795 0.0015071 0.00144625 0.0013854 0.00132454 0.00126369 0.00120284 0.00114199 0.00108114 0.00102028 0.00095943 0.00089858 0.00083773 0.00077688 0.00071602 0.00065517 0.00059432 0.00053347 0. 0. ]] | 2D array of the thickness of the layers of the blade structure. The first dimension represents each layer, the second dimension represents each entry along blade span.
rotorse.re.precomp.layer_start_nd | intermediate |  | [[0. 0. 0. 0. 0. 0. 0. 0. 0. 0. 0. 0. 0. 0. 0. 0. 0. 0. 0. 0. 0. 0. 0. 0. 0. 0. 0. 0. 0. 0. ] [0. 0. 0. 0. 0. 0. 0. 0. 0. 0. 0. 0. 0. 0. 0. 0. 0. 0. 0. 0. 0. 0. 0. 0. 0. 0. 0. 0. 0. 0. ] [0.06578734 0.19181051 0.26253347 0.27600434 0.28868679 0.30162817 0.30355863 0.30511017 0.30480667 0.30632528 0.30770565 0.30615919 0.30419558 0.30357284 0.301169 0.29825907 0.29524936 0.29223542 0.28775694 0.28442639 0.28063191 0.27585455 0.27001348 0.26441435 0.25771614 0.25035209 0.24949909 0.24901627 0.24856522 0.24833394] [0.56579667 0.59341982 0.59794492 0.60972625 0.61912309 0.6226054 0.62389262 0.62487392 0.62439582 0.62082914 0.6159228 0.61416478 0.61203382 0.61097975 0.60837164 0.60235604 0.59469894 0.59169882 0.58723315 0.583918 0.58012905 0.57366289 0.56469763 0.55919233 0.55249412 0.54090391 0.53867113 0.53800161 0.53737817 0.53705922] [0.49999966 0.50048349 0.50578694 0.48055217 0.48081957 0.48199072 0.48094998 0.47990811 0.47889279 0.47696109 0.47322704 0.47090472 0.46840513 0.46589755 0.46282427 0.45774496 0.45067988 0.44765656 0.44337488 0.44005053 0.43663292 0.43102845 0.42535246 0.4251247 0.49608288 0.49654267 0.49727784 0.49727784 0.49727784 0.49727784] [0. 0. 0. 0. 0. 0. 0. 0. 0. 0. 0. 0. 0. 0. 0. 0. 0. 0. 0. 0. 0. 0. 0. 0. 0. 0. 0. 0. 0. 0. ] [1. 1. 1. 0.96845653 0.9682747 0.96753706 0.96623615 0.96493381 0.96366465 0.96140206 0.95820747 0.95530457 0.95218009 0.94904561 0.94520401 0.94058225 0.93589509 0.93211595 0.92676384 0.9226057 0.91823166 0.91283402 0.90631632 0.89983676 1. 1. 1. 1. 1. 1. ] [0. 0. 0. 0.03154347 0.0317253 0.03246294 0.03376385 0.03506619 0.03633535 0.03859794 0.04179253 0.04469543 0.04781991 0.05095439 0.05479599 0.05941775 0.06410491 0.06788405 0.07323616 0.0773943 0.08176834 0.08716598 0.09368368 0.10016324 0. 0. 0. 0. 0. 0. ] [0.12309114 0.24876067 0.31931172 0.33278259 0.34579233 0.36006145 0.36433356 0.36822931 0.3702103 0.37580158 0.3829322 0.38661096 0.39027142 0.39529074 0.39980179 0.40521101 0.41063819 0.41442671 0.41958201 0.42373612 0.42781493 0.43275331 0.43864411 0.44470819 0.4514064 0.46164578 0.46311367 0.46263085 0.4621798 0.46194853] [0.49999966 0.50048349 0.50578694 0.53102172 0.53158004 0.53393141 0.53497215 0.53601402 0.53702935 0.5387178 0.54009508 0.54241741 0.54491699 0.54742457 0.55049786 0.55281336 0.55324773 0.55627104 0.56055273 0.56387707 0.56729468 0.56863433 0.5668133 0.56704106 0.49608288 0.49654267 0.49727784 0.49727784 0.49727784 0.49727784] [0.62310047 0.65036997 0.65472317 0.66650449 0.67622863 0.68103869 0.68466755 0.68799306 0.68979945 0.69030544 0.69114935 0.69461656 0.69810967 0.70269766 0.70700443 0.70930798 0.71008777 0.71389011 0.71905823 0.72322774 0.72731207 0.73056165 0.73332825 0.73948617 0.74618438 0.7521976 0.75228572 0.7516162 0.75099275 0.75067381] [0. 0. 0. 0. 0. 0. 0. 0. 0. 0. 0. 0. 0. 0. 0. 0. 0. 0. 0. 0. 0. 0. 0. 0. 0. 0. 0. 0. 0. 0. ] [0. 0. 0. 0. 0. 0. 0. 0. 0. 0. 0. 0. 0. 0. 0. 0. 0. 0. 0. 0. 0. 0. 0. 0. 0. 0. 0. 0. 0. 0. ] [0. 0. 0. 0. 0. 0. 0. 0. 0. 0. 0. 0. 0. 0. 0. 0. 0. 0. 0. 0. 0. 0. 0. 0. 0. 0. 0. 0. 0. 0. ] [0. 0. 0. 0. 0. 0. 0. 0. 0. 0. 0. 0. 0. 0. 0. 0. 0. 0. 0. 0. 0. 0. 0. 0. 0. 0. 0. 0. 0. 0. ] [0. 0. 0. 0. 0. 0. 0. 0. 0. 0. 0. 0. 0. 0. 0. 0. 0. 0. 0. 0. 0. 0. 0. 0. 0. 0. 0. 0. 0. 0. ] [0. 0. 0. 0. 0. 0. 0. 0. 0. 0. 0. 0. 0. 0. 0. 0. 0. 0. 0. 0. 0. 0. 0. 0. 0. 0. 0. 0. 0. 0. ] [0. 0. 0. 0. 0. 0. 0. 0. 0. 0. 0. 0. 0. 0. 0. 0. 0. 0. 0. 0. 0. 0. 0. 0. 0. 0. 0. 0. 0. 0. ]] | 2D array of the non-dimensional start point defined along the outer profile of a layer. The TE suction side is 0, the TE pressure side is 1. The first dimension represents each layer, the second dimension represents each entry along blade span.
rotorse.re.precomp.layer_end_nd | intermediate |  | [[1. 1. 1. 1. 1. 1. 1. 1. 1. 1. 1. 1. 1. 1. 1. 1. 1. 1. 1. 1. 1. 1. 1. 1. 1. 1. 1. 1. 1. 1. ] [1. 1. 1. 1. 1. 1. 1. 1. 1. 1. 1. 1. 1. 1. 1. 1. 1. 1. 1. 1. 1. 1. 1. 1. 1. 1. 1. 1. 1. 1. ] [0.12309114 0.24876067 0.31931172 0.33278259 0.34579233 0.36006145 0.36433356 0.36822931 0.3702103 0.37580158 0.3829322 0.38661096 0.39027142 0.39529074 0.39980179 0.40521101 0.41063819 0.41442671 0.41958201 0.42373612 0.42781493 0.43275331 0.43864411 0.44470819 0.4514064 0.46164578 0.46311367 0.46263085 0.4621798 0.46194853] [0.62310047 0.65036997 0.65472317 0.66650449 0.67622863 0.68103869 0.68466755 0.68799306 0.68979945 0.69030544 0.69114935 0.69461656 0.69810967 0.70269766 0.70700443 0.70930798 0.71008777 0.71389011 0.71905823 0.72322774 0.72731207 0.73056165 0.73332825 0.73948617 0.74618438 0.7521976 0.75228572 0.7516162 0.75099275 0.75067381] [0.49999966 0.50048349 0.50578694 0.53102172 0.53158004 0.53393141 0.53497215 0.53601402 0.53702935 0.5387178 0.54009508 0.54241741 0.54491699 0.54742457 0.55049786 0.55281336 0.55324773 0.55627104 0.56055273 0.56387707 0.56729468 0.56863433 0.5668133 0.56704106 0.49608288 0.49654267 0.49727784 0.49727784 0.49727784 0.49727784] [0. 0. 0. 0.03154347 0.0317253 0.03246294 0.03376385 0.03506619 0.03633535 0.03859794 0.04179253 0.04469543 0.04781991 0.05095439 0.05479599 0.05941775 0.06410491 0.06788405 0.07323616 0.0773943 0.08176834 0.08716598 0.09368368 0.10016324 0. 0. 0. 0. 0. 0. ] [1. 1. 1. 1. 1. 1. 1. 1. 1. 1. 1. 1. 1. 1. 1. 1. 1. 1. 1. 1. 1. 1. 1. 1. 1. 1. 1. 1. 1. 1. ] [0.06578734 0.19181051 0.26253347 0.27600434 0.28868679 0.30162817 0.30355863 0.30511017 0.30480667 0.30632528 0.30770565 0.30615919 0.30419558 0.30357284 0.301169 0.29825907 0.29524936 0.29223542 0.28775694 0.28442639 0.28063191 0.27585455 0.27001348 0.26441435 0.25771614 0.25035209 0.24949909 0.24901627 0.24856522 0.24833394] [0.49999966 0.50048349 0.50578694 0.48055217 0.48081957 0.48199072 0.48094998 0.47990811 0.47889279 0.47696109 0.47322704 0.47090472 0.46840513 0.46589755 0.46282427 0.45774496 0.45067988 0.44765656 0.44337488 0.44005053 0.43663292 0.43102845 0.42535246 0.4251247 0.49608288 0.49654267 0.49727784 0.49727784 0.49727784 0.49727784] [0.56579667 0.59341982 0.59794492 0.60972625 0.61912309 0.6226054 0.62389262 0.62487392 0.62439582 0.62082914 0.6159228 0.61416478 0.61203382 0.61097975 0.60837164 0.60235604 0.59469894 0.59169882 0.58723315 0.583918 0.58012905 0.57366289 0.56469763 0.55919233 0.55249412 0.54090391 0.53867113 0.53800161 0.53737817 0.53705922] [1. 1. 1. 0.96845653 0.9682747 0.96753706 0.96623615 0.96493381 0.96366465 0.96140206 0.95820747 0.95530457 0.95218009 0.94904561 0.94520401 0.94058225 0.93589509 0.93211595 0.92676384 0.9226057 0.91823166 0.91283402 0.90631632 0.89983676 1. 1. 1. 1. 1. 1. ] [1. 1. 1. 1. 1. 1. 1. 1. 1. 1. 1. 1. 1. 1. 1. 1. 1. 1. 1. 1. 1. 1. 1. 1. 1. 1. 1. 1. 1. 1. ] [0. 0. 0. 0. 0. 0. 0. 0. 0. 0. 0. 0. 0. 0. 0. 0. 0. 0. 0. 0. 0. 0. 0. 0. 0. 0. 0. 0. 0. 0. ] [0. 0. 0. 0. 0. 0. 0. 0. 0. 0. 0. 0. 0. 0. 0. 0. 0. 0. 0. 0. 0. 0. 0. 0. 0. 0. 0. 0. 0. 0. ] [0. 0. 0. 0. 0. 0. 0. 0. 0. 0. 0. 0. 0. 0. 0. 0. 0. 0. 0. 0. 0. 0. 0. 0. 0. 0. 0. 0. 0. 0. ] [0. 0. 0. 0. 0. 0. 0. 0. 0. 0. 0. 0. 0. 0. 0. 0. 0. 0. 0. 0. 0. 0. 0. 0. 0. 0. 0. 0. 0. 0. ] [0. 0. 0. 0. 0. 0. 0. 0. 0. 0. 0. 0. 0. 0. 0. 0. 0. 0. 0. 0. 0. 0. 0. 0. 0. 0. 0. 0. 0. 0. ] [0. 0. 0. 0. 0. 0. 0. 0. 0. 0. 0. 0. 0. 0. 0. 0. 0. 0. 0. 0. 0. 0. 0. 0. 0. 0. 0. 0. 0. 0. ]] | 2D array of the non-dimensional end point defined along the outer profile of a layer. The TE suction side is 0, the TE pressure side is 1. The first dimension represents each layer, the second dimension represents each entry along blade span.
rotorse.rp.aep.CDF_V | intermediate | m/s | [0.06824543 0.07317592 0.07825729 0.08348677 0.08886153 0.09437864 0.10003514 0.10582799 0.11175409 0.1178103 0.12399341 0.13030017 0.13672727 0.14327136 0.14992906 0.15669694 0.16357153 0.17054933 0.17762681 0.18480043 0.19206659 0.19942169 0.20686212 0.21438424 0.2219844 0.22965893 0.23740419 0.24521648 0.25309215 0.26102753 0.26901895 0.27706275 0.28515528 0.29329292 0.30147203 0.30968902 0.31794031 0.32622234 0.33453157 0.3428645 0.35121765 0.35958758 0.36797088 0.37636417 0.38476413 0.39316746 0.4015709 0.40997127 0.41836538 0.42675014 0.43512249 0.4434794 0.45181794 0.46013518 0.4684283 0.4766945 0.48493104 0.49313527 0.50130457 0.50943638 0.51752823 0.5255777 0.53358242 0.54154011 0.54944853 0.55730553 0.56510902 0.57285696 0.5805474 0.58817845 0.59574828 0.60325515 0.61069736 0.6180733 0.62538141 0.63262022 0.63978832 0.64688436 0.65390705 0.6608552 0.66772765 0.67452333 0.68124122 0.68788039 0.69443994 0.70091905 0.70731698 0.71363303 0.71986656 0.726017 0.73208386 0.73806666 0.74396502 0.7497786 0.75550712 0.76115035 0.76670812 0.77218031 0.77756684 0.78286771 0.78808294 0.79321261 0.79825684 0.80321582 0.80808974 0.81287887 0.81758352 0.82220402 0.82674074 0.83119412 0.8355646 0.83985268 0.84405887 0.84818374 0.85222787 0.85619189 0.86007643 0.86388218 0.86760984 0.87126013 0.8748338 0.87833164 0.88175443 0.88510299 0.88837815 0.89158077 0.89471172 0.89777188 0.90076215 0.90368344 0.90653669 0.90932282 0.91204279 0.91469754 0.91728805 0.91981528 0.92228022 0.92468385 0.92702715 0.92931111 0.93153673 0.93370501 0.93581694 0.93787353 0.93987575 0.94182462 0.94372112 0.94556625 0.94736099 0.94910633 0.95080325 0.95245271 0.9540557 0.95561316 0.95712606 0.95859534 0.96002195 0.96140681 0.96275085 0.96405498 0.96532012 0.96654715 0.96773696 0.96889042 0.97000841 0.97109177 0.97214134 0.97315796 0.97414245 0.97509561 0.97601824 0.97691112 0.97777502 0.97861071 0.97941893 0.98020041 0.98095587 0.98168602 0.98239156 0.98307317 0.98373152 0.98436726 0.98498105 0.9855735 0.98614525 0.98669689 0.98722901 0.98774221 0.98823704 0.98871406 0.98917382 0.98961684 0.99004365 0.99045474 0.99085061 0.99123175 0.99159863 0.9919517 0.99229141 0.99261821] | cumulative distribution function evaluated at each wind speed
rotorse.rp.aep.P | intermediate | W | [-7.62770027e+04 -6.12962519e+04 -3.75338246e+04 -5.75592512e+03 3.32712422e+04 7.87814730e+04 1.30008563e+05 1.86186308e+05 2.46548503e+05 3.10328945e+05 3.76761429e+05 4.45079750e+05 5.16389734e+05 6.01003946e+05 6.98995810e+05 8.08420639e+05 9.27333746e+05 1.05379044e+06 1.18584604e+06 1.32155585e+06 1.45897519e+06 1.59630652e+06 1.73915341e+06 1.89035635e+06 2.04872715e+06 2.21307761e+06 2.38221954e+06 2.55496475e+06 2.73021926e+06 2.91243531e+06 3.10241364e+06 3.29711315e+06 3.49349273e+06 3.68993603e+06 3.88957012e+06 4.08801099e+06 4.27942698e+06 4.46958097e+06 4.67000471e+06 4.88201534e+06 5.10140467e+06 5.32839794e+06 5.56322038e+06 5.80609723e+06 6.05690387e+06 6.31475967e+06 6.57991261e+06 6.85270497e+06 7.13347900e+06 7.42257695e+06 7.72034110e+06 8.02711370e+06 8.35003143e+06 8.69729515e+06 9.06299120e+06 9.44099002e+06 9.82516209e+06 1.02093779e+07 1.05875078e+07 1.09534224e+07 1.13009921e+07 1.16240874e+07 1.19232448e+07 1.22109274e+07 1.24887692e+07 1.27579297e+07 1.30195681e+07 1.32748438e+07 1.35249161e+07 1.37709444e+07 1.40140879e+07 1.42555060e+07 1.44963581e+07 1.47378035e+07 1.49936142e+07 1.50000000e+07 1.50000000e+07 1.50000000e+07 1.50000000e+07 1.50000000e+07 1.50000000e+07 1.50000000e+07 1.50000000e+07 1.50000000e+07 1.50000000e+07 1.50000000e+07 1.50000000e+07 1.50000000e+07 1.50000000e+07 1.50000001e+07 1.50000001e+07 1.50000003e+07 1.50000004e+07 1.50000006e+07 1.50000008e+07 1.50000010e+07 1.50000012e+07 1.50000014e+07 1.50000016e+07 1.50000018e+07 1.50000020e+07 1.50000021e+07 1.50000022e+07 1.50000022e+07 1.50000022e+07 1.50000022e+07 1.50000021e+07 1.50000020e+07 1.50000019e+07 1.50000017e+07 1.50000015e+07 1.50000014e+07 1.50000012e+07 1.50000010e+07 1.50000008e+07 1.50000007e+07 1.50000005e+07 1.50000004e+07 1.50000003e+07 1.50000002e+07 1.50000002e+07 1.50000003e+07 1.50000022e+07 1.50000064e+07 1.50000123e+07 1.50000199e+07 1.50000288e+07 1.50000388e+07 1.50000495e+07 1.50000608e+07 1.50000723e+07 1.50000838e+07 1.50000950e+07 1.50001056e+07 1.50001154e+07 1.50001241e+07 1.50001315e+07 1.50001372e+07 1.50001410e+07 1.50001426e+07 1.50001422e+07 1.50001405e+07 1.50001378e+07 1.50001340e+07 1.50001294e+07 1.50001241e+07 1.50001181e+07 1.50001116e+07 1.50001048e+07 1.50000977e+07 1.50000905e+07 1.50000832e+07 1.50000761e+07 1.50000692e+07 1.50000627e+07 1.50000567e+07 1.50000512e+07 1.50000465e+07 1.50000426e+07 1.50000397e+07 1.50000369e+07 1.50000341e+07 1.50000313e+07 1.50000286e+07 1.50000259e+07 1.50000233e+07 1.50000208e+07 1.50000184e+07 1.50000161e+07 1.50000139e+07 1.50000119e+07 1.50000100e+07 1.50000083e+07 1.50000068e+07 1.50000055e+07 1.50000044e+07 1.50000036e+07 1.50000030e+07 1.50000027e+07 1.50000026e+07 1.50000026e+07 1.50000026e+07 1.50000026e+07 1.50000027e+07 1.50000027e+07 1.50000027e+07 1.50000027e+07 1.50000028e+07 1.50000029e+07 1.50000029e+07 1.50000030e+07 1.50000032e+07 1.50000033e+07 1.50000035e+07 1.50000036e+07 1.50000039e+07 1.50000041e+07 1.50000044e+07 1.50000047e+07 1.50000050e+07] | power curve (power)
rotorse.rp.cdf.x | intermediate | m/s | [ 3. 3.11055276 3.22110553 3.33165829 3.44221106 3.55276382 3.66331658 3.77386935 3.88442211 3.99497487 4.10552764 4.2160804 4.32663317 4.43718593 4.54773869 4.65829146 4.76884422 4.87939698 4.98994975 5.10050251 5.21105528 5.32160804 5.4321608 5.54271357 5.65326633 5.7638191 5.87437186 5.98492462 6.09547739 6.20603015 6.31658291 6.42713568 6.53768844 6.64824121 6.75879397 6.86934673 6.9798995 7.09045226 7.20100503 7.31155779 7.42211055 7.53266332 7.64321608 7.75376884 7.86432161 7.97487437 8.08542714 8.1959799 8.30653266 8.41708543 8.52763819 8.63819095 8.74874372 8.85929648 8.96984925 9.08040201 9.19095477 9.30150754 9.4120603 9.52261307 9.63316583 9.74371859 9.85427136 9.96482412 10.07537688 10.18592965 10.29648241 10.40703518 10.51758794 10.6281407 10.73869347 10.84924623 10.95979899 11.07035176 11.18090452 11.29145729 11.40201005 11.51256281 11.62311558 11.73366834 11.84422111 11.95477387 12.06532663 12.1758794 12.28643216 12.39698492 12.50753769 12.61809045 12.72864322 12.83919598 12.94974874 13.06030151 13.17085427 13.28140704 13.3919598 13.50251256 13.61306533 13.72361809 13.83417085 13.94472362 14.05527638 14.16582915 14.27638191 14.38693467 14.49748744 14.6080402 14.71859296 14.82914573 14.93969849 15.05025126 15.16080402 15.27135678 15.38190955 15.49246231 15.60301508 15.71356784 15.8241206 15.93467337 16.04522613 16.15577889 16.26633166 16.37688442 16.48743719 16.59798995 16.70854271 16.81909548 16.92964824 17.04020101 17.15075377 17.26130653 17.3718593 17.48241206 17.59296482 17.70351759 17.81407035 17.92462312 18.03517588 18.14572864 18.25628141 18.36683417 18.47738693 18.5879397 18.69849246 18.80904523 18.91959799 19.03015075 19.14070352 19.25125628 19.36180905 19.47236181 19.58291457 19.69346734 19.8040201 19.91457286 20.02512563 20.13567839 20.24623116 20.35678392 20.46733668 20.57788945 20.68844221 20.79899497 20.90954774 21.0201005 21.13065327 21.24120603 21.35175879 21.46231156 21.57286432 21.68341709 21.79396985 21.90452261 22.01507538 22.12562814 22.2361809 22.34673367 22.45728643 22.5678392 22.67839196 22.78894472 22.89949749 23.01005025 23.12060302 23.23115578 23.34170854 23.45226131 23.56281407 23.67336683 23.7839196 23.89447236 24.00502513 24.11557789 24.22613065 24.33668342 24.44723618 24.55778894 24.66834171 24.77889447 24.88944724 25. ] | corresponding reference height
rotorse.rp.cdf.xbar | intermediate | m/s | [10.] | mean value of distribution
rotorse.rp.gust.V_mean | intermediate | m/s | [10.] | IEC average wind speed for turbine class
rotorse.rp.gust.V_hub | intermediate | m/s | [11.1920805] | hub height wind speed
rotorse.rp.powercurve.generator_efficiency | intermediate |  | [0.96825176 0.96825176 0.96825176 0.96825176 0.96825176 0.96825176 0.96825176 0.96825176 0.96825176 0.96825176 0.96825176 0.96825176 0.96825176 0.96825176 0.96825176 0.96825176 0.96825176 0.96825176 0.96825176 0.96825176] | Generator efficiency at various rpm values to support table lookup
rotorse.rp.powercurve.lss_rpm | intermediate | rpm | [5. 5.11881397 5.23762794 5.35644191 5.47525587 5.59406984 5.71288381 5.83169778 5.95051175 6.06932572 6.18813969 6.30695366 6.42576762 6.54458159 6.66339556 6.78220953 6.9010235 7.01983747 7.13865144 7.2574654 ] | Low speed shaft RPM values at which the generator efficiency values are given
rotorse.rp.powercurve.V | output | m/s | [ 3. 4.27204607 5.30403148 6.08010611 6.58835037 6.82095822 6.86755938 7.1926538 7.79124841 8.6541495 9.76810389 11.11600255 11.1920805 12.67714331 14.42754887 16.34033501 18.38612357 20.5334936 22.74946399 25. ] | wind vector
rotorse.rp.powercurve.Omega | output | rpm | [5. 5. 5. 5. 5. 5. 5. 5. 5.35686781 5.9501549 6.71605352 7.2574654 7.2574654 7.2574654 7.2574654 7.2574654 7.2574654 7.2574654 7.2574654 7.2574654 ] | rotor rotational speed
rotorse.rp.powercurve.P | output | W | [ -76277.0027295 480139.81504736 1574444.2269317 2705670.28387786 3583214.40452478 4001537.41387365 4084842.03059402 4654282.71619394 5890305.30038851 8072161.28423525 11691449.07964586 14837949.14044898 15000000. 14999999.99665416 15000002.22907403 15000000.14260409 15000142.61853339 15000040.78940649 15000002.62946394 15000004.9834485 ] | rotor electrical power
rotorse.rs.aero_gust.V_load | intermediate | m/s | [20.36430862]
rotorse.rs.Omega_load | intermediate | rpm | [7.2574654]
rotorse.rs.pitch_load | intermediate | deg | [5.81457337]
rotorse.rs.aero_hub_loads.V_load | intermediate | m/s | [20.36430862]
rotorse.rs.brs.rootD | intermediate | m | [5.] | Blade root outer diameter / Chord at blade span station 0
rotorse.rs.brs.layer_thickness | intermediate | m | [[0.0005 0.0005 0.0005 0.0005 0.0005 0.0005 0.0005 0.0005 0.0005 0.0005 0.0005 0.0005 0.0005 0.0005 0.0005 0.0005 0.0005 0.0005 0.0005 0.0005 0.0005 0.0005 0.0005 0.0005 0.0005 0.0005 0.0005 0.0005 0.0005 0.0005 ] [0.05 0.04081969 0.03226966 0.02415612 0.01564759 0.00867322 0.00473378 0.00312627 0.00227767 0.00203461 0.00200053 0.00200002 0.002 0.002 0.002 0.002 0.002 0.002 0.002 0.002 0.002 0.002 0.002 0.002 0.00180323 0.00131224 0.00104021 0.00100135 0.001 0.001 ] [0.0001 0.00438147 0.0150519 0.03035182 0.04746369 0.06362935 0.07611578 0.08317021 0.08937909 0.09450151 0.09777677 0.09841932 0.09739565 0.09512692 0.09226371 0.08925432 0.08635675 0.0832791 0.07972353 0.07549254 0.0699988 0.06112214 0.04860463 0.03545513 0.02466062 0.01776472 0.01194345 0.00691416 0.00324837 0.001 ] [0.0001 0.00438147 0.0150519 0.03035182 0.04746369 0.06362935 0.07611578 0.08317021 0.08937909 0.09450151 0.09777677 0.09841932 0.09739565 0.09512692 0.09226371 0.08925432 0.08635675 0.0832791 0.07972353 0.07549254 0.0699988 0.06112214 0.04860463 0.03545513 0.02466062 0.01776472 0.01194345 0.00691416 0.00324837 0.001 ] [0. 0. 0. 0.00299507 0.00294581 0.00289655 0.00284729 0.00279803 0.00274877 0.00269951 0.00265025 0.00260099 0.00255172 0.00250246 0.0024532 0.00240394 0.00235468 0.00230542 0.00225616 0.0022069 0.00215764 0.00210837 0.00205911 0.00200985 0. 0. 0. 0. 0. 0. ] [0. 0. 0. 0.0151551 0.02659419 0.03838054 0.04863375 0.05706524 0.06593926 0.07399829 0.07952219 0.08035564 0.07552905 0.06548829 0.05371052 0.04289912 0.03358001 0.02375535 0.01434111 0.00715383 0.00416067 0.00301727 0.0021994 0.00162397 0. 0. 0. 0. 0. 0. ] [0. 0. 0. 0.0151551 0.02659419 0.03838054 0.04863375 0.05706524 0.06593926 0.07399829 0.07952219 0.08035564 0.07552905 0.06548829 0.05371052 0.04289912 0.03358001 0.02375535 0.01434111 0.00715383 0.00416067 0.00301727 0.0021994 0.00162397 0. 0. 0. 0. 0. 0. ] [0. 0. 0. 0.05972906 0.0570197 0.05431034 0.05160099 0.04889163 0.04618227 0.04347291 0.04076355 0.03805419 0.03534483 0.03263547 0.02992611 0.02721675 0.02450739 0.02179803 0.01908867 0.01637931 0.01366995 0.01096059 0.00825123 0.00554187 0. 0. 0. 0. 0. 0. ] [0. 0. 0. 0.05972906 0.0570197 0.05431034 0.05160099 0.04889163 0.04618227 0.04347291 0.04076355 0.03805419 0.03534483 0.03263547 0.02992611 0.02721675 0.02450739 0.02179803 0.01908867 0.01637931 0.01366995 0.01096059 0.00825123 0.00554187 0. 0. 0. 0. 0. 0. ] [0. 0. 0. 0.05972906 0.0570197 0.05431034 0.05160099 0.04889163 0.04618227 0.04347291 0.04076355 0.03805419 0.03534483 0.03263547 0.02992611 0.02721675 0.02450739 0.02179803 0.01908867 0.01637931 0.01366995 0.01096059 0.00825123 0.00554187 0. 0. 0. 0. 0. 0. ] [0. 0. 0. 0.05972906 0.0570197 0.05431034 0.05160099 0.04889163 0.04618227 0.04347291 0.04076355 0.03805419 0.03534483 0.03263547 0.02992611 0.02721675 0.02450739 0.02179803 0.01908867 0.01637931 0.01366995 0.01096059 0.00825123 0.00554187 0. 0. 0. 0. 0. 0. ] [0.05 0.04081969 0.03226966 0.02415612 0.01564759 0.00867322 0.00473378 0.00312627 0.00227767 0.00203461 0.00200053 0.00200002 0.002 0.002 0.002 0.002 0.002 0.002 0.002 0.002 0.002 0.002 0.002 0.002 0.00180323 0.00131224 0.00104021 0.00100135 0.001 0.001 ] [0. 0. 0. 0.00199391 0.00193306 0.00187221 0.00181136 0.00175051 0.00168966 0.0016288 0.00156795 0.0015071 0.00144625 0.0013854 0.00132454 0.00126369 0.00120284 0.00114199 0.00108114 0.00102028 0.00095943 0.00089858 0.00083773 0.00077688 0.00071602 0.00065517 0.00059432 0.00053347 0. 0. ] [0. 0. 0. 0.04284584 0.04130426 0.03976268 0.0382211 0.03667951 0.03513793 0.03359635 0.03205477 0.03051318 0.0289716 0.02743002 0.02588844 0.02434686 0.02280527 0.02126369 0.01972211 0.01818053 0.01663895 0.01509736 0.01355578 0.0120142 0.01047262 0.00893103 0.00738945 0.00584787 0. 0. ] [0. 0. 0. 0.00199391 0.00193306 0.00187221 0.00181136 0.00175051 0.00168966 0.0016288 0.00156795 0.0015071 0.00144625 0.0013854 0.00132454 0.00126369 0.00120284 0.00114199 0.00108114 0.00102028 0.00095943 0.00089858 0.00083773 0.00077688 0.00071602 0.00065517 0.00059432 0.00053347 0. 0. ] [0. 0. 0. 0.00199391 0.00193306 0.00187221 0.00181136 0.00175051 0.00168966 0.0016288 0.00156795 0.0015071 0.00144625 0.0013854 0.00132454 0.00126369 0.00120284 0.00114199 0.00108114 0.00102028 0.00095943 0.00089858 0.00083773 0.00077688 0.00071602 0.00065517 0.00059432 0.00053347 0. 0. ] [0. 0. 0. 0.04284584 0.04130426 0.03976268 0.0382211 0.03667951 0.03513793 0.03359635 0.03205477 0.03051318 0.0289716 0.02743002 0.02588844 0.02434686 0.02280527 0.02126369 0.01972211 0.01818053 0.01663895 0.01509736 0.01355578 0.0120142 0.01047262 0.00893103 0.00738945 0.00584787 0. 0. ] [0. 0. 0. 0.00199391 0.00193306 0.00187221 0.00181136 0.00175051 0.00168966 0.0016288 0.00156795 0.0015071 0.00144625 0.0013854 0.00132454 0.00126369 0.00120284 0.00114199 0.00108114 0.00102028 0.00095943 0.00089858 0.00083773 0.00077688 0.00071602 0.00065517 0.00059432 0.00053347 0. 0. ]] | 2D array of the thickness of the layers of the blade structure. The first dimension represents each layer, the second dimension represents each entry along blade span.
rotorse.rs.brs.layer_start_nd | intermediate |  | [[0. 0. 0. 0. 0. 0. 0. 0. 0. 0. 0. 0. 0. 0. 0. 0. 0. 0. 0. 0. 0. 0. 0. 0. 0. 0. 0. 0. 0. 0. ] [0. 0. 0. 0. 0. 0. 0. 0. 0. 0. 0. 0. 0. 0. 0. 0. 0. 0. 0. 0. 0. 0. 0. 0. 0. 0. 0. 0. 0. 0. ] [0.06578734 0.19181051 0.26253347 0.27600434 0.28868679 0.30162817 0.30355863 0.30511017 0.30480667 0.30632528 0.30770565 0.30615919 0.30419558 0.30357284 0.301169 0.29825907 0.29524936 0.29223542 0.28775694 0.28442639 0.28063191 0.27585455 0.27001348 0.26441435 0.25771614 0.25035209 0.24949909 0.24901627 0.24856522 0.24833394] [0.56579667 0.59341982 0.59794492 0.60972625 0.61912309 0.6226054 0.62389262 0.62487392 0.62439582 0.62082914 0.6159228 0.61416478 0.61203382 0.61097975 0.60837164 0.60235604 0.59469894 0.59169882 0.58723315 0.583918 0.58012905 0.57366289 0.56469763 0.55919233 0.55249412 0.54090391 0.53867113 0.53800161 0.53737817 0.53705922] [0.49999966 0.50048349 0.50578694 0.48055217 0.48081957 0.48199072 0.48094998 0.47990811 0.47889279 0.47696109 0.47322704 0.47090472 0.46840513 0.46589755 0.46282427 0.45774496 0.45067988 0.44765656 0.44337488 0.44005053 0.43663292 0.43102845 0.42535246 0.4251247 0.49608288 0.49654267 0.49727784 0.49727784 0.49727784 0.49727784] [0. 0. 0. 0. 0. 0. 0. 0. 0. 0. 0. 0. 0. 0. 0. 0. 0. 0. 0. 0. 0. 0. 0. 0. 0. 0. 0. 0. 0. 0. ] [1. 1. 1. 0.96845653 0.9682747 0.96753706 0.96623615 0.96493381 0.96366465 0.96140206 0.95820747 0.95530457 0.95218009 0.94904561 0.94520401 0.94058225 0.93589509 0.93211595 0.92676384 0.9226057 0.91823166 0.91283402 0.90631632 0.89983676 1. 1. 1. 1. 1. 1. ] [0. 0. 0. 0.03154347 0.0317253 0.03246294 0.03376385 0.03506619 0.03633535 0.03859794 0.04179253 0.04469543 0.04781991 0.05095439 0.05479599 0.05941775 0.06410491 0.06788405 0.07323616 0.0773943 0.08176834 0.08716598 0.09368368 0.10016324 0. 0. 0. 0. 0. 0. ] [0.12309114 0.24876067 0.31931172 0.33278259 0.34579233 0.36006145 0.36433356 0.36822931 0.3702103 0.37580158 0.3829322 0.38661096 0.39027142 0.39529074 0.39980179 0.40521101 0.41063819 0.41442671 0.41958201 0.42373612 0.42781493 0.43275331 0.43864411 0.44470819 0.4514064 0.46164578 0.46311367 0.46263085 0.4621798 0.46194853] [0.49999966 0.50048349 0.50578694 0.53102172 0.53158004 0.53393141 0.53497215 0.53601402 0.53702935 0.5387178 0.54009508 0.54241741 0.54491699 0.54742457 0.55049786 0.55281336 0.55324773 0.55627104 0.56055273 0.56387707 0.56729468 0.56863433 0.5668133 0.56704106 0.49608288 0.49654267 0.49727784 0.49727784 0.49727784 0.49727784] [0.62310047 0.65036997 0.65472317 0.66650449 0.67622863 0.68103869 0.68466755 0.68799306 0.68979945 0.69030544 0.69114935 0.69461656 0.69810967 0.70269766 0.70700443 0.70930798 0.71008777 0.71389011 0.71905823 0.72322774 0.72731207 0.73056165 0.73332825 0.73948617 0.74618438 0.7521976 0.75228572 0.7516162 0.75099275 0.75067381] [0. 0. 0. 0. 0. 0. 0. 0. 0. 0. 0. 0. 0. 0. 0. 0. 0. 0. 0. 0. 0. 0. 0. 0. 0. 0. 0. 0. 0. 0. ] [0. 0. 0. 0. 0. 0. 0. 0. 0. 0. 0. 0. 0. 0. 0. 0. 0. 0. 0. 0. 0. 0. 0. 0. 0. 0. 0. 0. 0. 0. ] [0. 0. 0. 0. 0. 0. 0. 0. 0. 0. 0. 0. 0. 0. 0. 0. 0. 0. 0. 0. 0. 0. 0. 0. 0. 0. 0. 0. 0. 0. ] [0. 0. 0. 0. 0. 0. 0. 0. 0. 0. 0. 0. 0. 0. 0. 0. 0. 0. 0. 0. 0. 0. 0. 0. 0. 0. 0. 0. 0. 0. ] [0. 0. 0. 0. 0. 0. 0. 0. 0. 0. 0. 0. 0. 0. 0. 0. 0. 0. 0. 0. 0. 0. 0. 0. 0. 0. 0. 0. 0. 0. ] [0. 0. 0. 0. 0. 0. 0. 0. 0. 0. 0. 0. 0. 0. 0. 0. 0. 0. 0. 0. 0. 0. 0. 0. 0. 0. 0. 0. 0. 0. ] [0. 0. 0. 0. 0. 0. 0. 0. 0. 0. 0. 0. 0. 0. 0. 0. 0. 0. 0. 0. 0. 0. 0. 0. 0. 0. 0. 0. 0. 0. ]] | 2D array of the non-dimensional start point defined along the outer profile of a layer. The TE suction side is 0, the TE pressure side is 1. The first dimension represents each layer, the second dimension represents each entry along blade span.
rotorse.rs.brs.layer_end_nd | intermediate |  | [[1. 1. 1. 1. 1. 1. 1. 1. 1. 1. 1. 1. 1. 1. 1. 1. 1. 1. 1. 1. 1. 1. 1. 1. 1. 1. 1. 1. 1. 1. ] [1. 1. 1. 1. 1. 1. 1. 1. 1. 1. 1. 1. 1. 1. 1. 1. 1. 1. 1. 1. 1. 1. 1. 1. 1. 1. 1. 1. 1. 1. ] [0.12309114 0.24876067 0.31931172 0.33278259 0.34579233 0.36006145 0.36433356 0.36822931 0.3702103 0.37580158 0.3829322 0.38661096 0.39027142 0.39529074 0.39980179 0.40521101 0.41063819 0.41442671 0.41958201 0.42373612 0.42781493 0.43275331 0.43864411 0.44470819 0.4514064 0.46164578 0.46311367 0.46263085 0.4621798 0.46194853] [0.62310047 0.65036997 0.65472317 0.66650449 0.67622863 0.68103869 0.68466755 0.68799306 0.68979945 0.69030544 0.69114935 0.69461656 0.69810967 0.70269766 0.70700443 0.70930798 0.71008777 0.71389011 0.71905823 0.72322774 0.72731207 0.73056165 0.73332825 0.73948617 0.74618438 0.7521976 0.75228572 0.7516162 0.75099275 0.75067381] [0.49999966 0.50048349 0.50578694 0.53102172 0.53158004 0.53393141 0.53497215 0.53601402 0.53702935 0.5387178 0.54009508 0.54241741 0.54491699 0.54742457 0.55049786 0.55281336 0.55324773 0.55627104 0.56055273 0.56387707 0.56729468 0.56863433 0.5668133 0.56704106 0.49608288 0.49654267 0.49727784 0.49727784 0.49727784 0.49727784] [0. 0. 0. 0.03154347 0.0317253 0.03246294 0.03376385 0.03506619 0.03633535 0.03859794 0.04179253 0.04469543 0.04781991 0.05095439 0.05479599 0.05941775 0.06410491 0.06788405 0.07323616 0.0773943 0.08176834 0.08716598 0.09368368 0.10016324 0. 0. 0. 0. 0. 0. ] [1. 1. 1. 1. 1. 1. 1. 1. 1. 1. 1. 1. 1. 1. 1. 1. 1. 1. 1. 1. 1. 1. 1. 1. 1. 1. 1. 1. 1. 1. ] [0.06578734 0.19181051 0.26253347 0.27600434 0.28868679 0.30162817 0.30355863 0.30511017 0.30480667 0.30632528 0.30770565 0.30615919 0.30419558 0.30357284 0.301169 0.29825907 0.29524936 0.29223542 0.28775694 0.28442639 0.28063191 0.27585455 0.27001348 0.26441435 0.25771614 0.25035209 0.24949909 0.24901627 0.24856522 0.24833394] [0.49999966 0.50048349 0.50578694 0.48055217 0.48081957 0.48199072 0.48094998 0.47990811 0.47889279 0.47696109 0.47322704 0.47090472 0.46840513 0.46589755 0.46282427 0.45774496 0.45067988 0.44765656 0.44337488 0.44005053 0.43663292 0.43102845 0.42535246 0.4251247 0.49608288 0.49654267 0.49727784 0.49727784 0.49727784 0.49727784] [0.56579667 0.59341982 0.59794492 0.60972625 0.61912309 0.6226054 0.62389262 0.62487392 0.62439582 0.62082914 0.6159228 0.61416478 0.61203382 0.61097975 0.60837164 0.60235604 0.59469894 0.59169882 0.58723315 0.583918 0.58012905 0.57366289 0.56469763 0.55919233 0.55249412 0.54090391 0.53867113 0.53800161 0.53737817 0.53705922] [1. 1. 1. 0.96845653 0.9682747 0.96753706 0.96623615 0.96493381 0.96366465 0.96140206 0.95820747 0.95530457 0.95218009 0.94904561 0.94520401 0.94058225 0.93589509 0.93211595 0.92676384 0.9226057 0.91823166 0.91283402 0.90631632 0.89983676 1. 1. 1. 1. 1. 1. ] [1. 1. 1. 1. 1. 1. 1. 1. 1. 1. 1. 1. 1. 1. 1. 1. 1. 1. 1. 1. 1. 1. 1. 1. 1. 1. 1. 1. 1. 1. ] [0. 0. 0. 0. 0. 0. 0. 0. 0. 0. 0. 0. 0. 0. 0. 0. 0. 0. 0. 0. 0. 0. 0. 0. 0. 0. 0. 0. 0. 0. ] [0. 0. 0. 0. 0. 0. 0. 0. 0. 0. 0. 0. 0. 0. 0. 0. 0. 0. 0. 0. 0. 0. 0. 0. 0. 0. 0. 0. 0. 0. ] [0. 0. 0. 0. 0. 0. 0. 0. 0. 0. 0. 0. 0. 0. 0. 0. 0. 0. 0. 0. 0. 0. 0. 0. 0. 0. 0. 0. 0. 0. ] [0. 0. 0. 0. 0. 0. 0. 0. 0. 0. 0. 0. 0. 0. 0. 0. 0. 0. 0. 0. 0. 0. 0. 0. 0. 0. 0. 0. 0. 0. ] [0. 0. 0. 0. 0. 0. 0. 0. 0. 0. 0. 0. 0. 0. 0. 0. 0. 0. 0. 0. 0. 0. 0. 0. 0. 0. 0. 0. 0. 0. ] [0. 0. 0. 0. 0. 0. 0. 0. 0. 0. 0. 0. 0. 0. 0. 0. 0. 0. 0. 0. 0. 0. 0. 0. 0. 0. 0. 0. 0. 0. ]] | 2D array of the non-dimensional end point defined along the outer profile of a layer. The TE suction side is 0, the TE pressure side is 1. The first dimension represents each layer, the second dimension represents each entry along blade span.
rotorse.rs.brs.root_M | intermediate | N*m | [ 8846766.04966814 -73572140.36600074 -0. ] | Blade root moment in blade c.s.
rotorse.rs.constr.strainU_spar | intermediate |  | [-1.20162884e-03 -1.20144211e-03 -2.45458571e-03 -2.61258385e-03 -2.63002438e-03 -2.75268691e-03 -2.55904911e-03 -2.34956635e-03 -2.13703417e-03 -2.10550371e-03 -2.20408908e-03 -2.13486264e-03 -2.08387656e-03 -2.02741977e-03 -1.99830325e-03 -2.10085159e-03 -2.31306840e-03 -2.17598828e-03 -2.08225071e-03 -1.91736745e-03 -1.75514327e-03 -1.76005011e-03 -2.00565671e-03 -2.02712167e-03 -2.00519409e-03 -2.14507687e-03 -1.94024937e-03 -1.45549788e-03 -8.09082471e-04 2.55366314e-06] | strain in spar cap on upper surface at location xu,yu_strain with loads P_strain
rotorse.rs.constr.strainL_spar | intermediate |  | [ 1.17266143e-03 1.73413312e-03 2.83703298e-03 2.80278160e-03 2.68260744e-03 2.72765633e-03 2.44417753e-03 2.22879787e-03 2.00753085e-03 1.99471710e-03 2.11048226e-03 2.03781334e-03 1.98963628e-03 1.94475320e-03 1.91400792e-03 2.03014302e-03 2.24727761e-03 2.11260921e-03 2.02751014e-03 1.87477746e-03 1.71997681e-03 1.72288121e-03 1.94917530e-03 1.96816333e-03 1.95511726e-03 2.08551911e-03 1.88780177e-03 1.40794680e-03 7.75616963e-04 -2.50724944e-06] | strain in spar cap on lower surface at location xl,yl_strain with loads P_strain
rotorse.rs.constr.strainU_te | intermediate |  | [ 5.60376595e-04 1.03696867e-03 3.10053189e-04 -3.13031682e-04 -1.10681477e-04 3.89388621e-05 1.55479983e-04 1.29516421e-04 1.37736164e-04 9.45210391e-05 6.69761245e-05 7.85999948e-05 8.14919240e-05 6.86380106e-05 1.06744331e-04 1.35015627e-04 1.65132763e-04 2.45020179e-04 3.33665707e-04 4.22068600e-04 4.57017554e-04 4.41790539e-04 4.95302619e-04 4.02597563e-04 -6.83507670e-05 -1.87281783e-05 -1.93695984e-05 1.62949274e-05 3.01788175e-05 -2.52596039e-07] | strain in trailing edge on upper surface at location xu,yu_strain with loads P_strain
rotorse.rs.constr.strainL_te | intermediate |  | [ 5.60376595e-04 1.03696867e-03 3.10053189e-04 -1.39634901e-04 5.57051865e-05 1.94348098e-04 3.00681473e-04 2.65875128e-04 2.64670215e-04 2.22357754e-04 2.04771444e-04 2.21183559e-04 2.30453866e-04 2.23233136e-04 2.70357462e-04 3.20421770e-04 3.96092821e-04 4.74327734e-04 5.71196871e-04 6.54420524e-04 6.82525379e-04 7.08673090e-04 9.15733804e-04 8.56886317e-04 -6.83507670e-05 -1.87281783e-05 -1.93695984e-05 1.62949274e-05 3.01788175e-05 -2.52596039e-07] | strain in trailing edge on lower surface at location xl,yl_strain with loads P_strain
rotorse.s | intermediate |  | [0. 0.03448276 0.06896552 0.10344828 0.13793103 0.17241379 0.20689655 0.24137931 0.27586207 0.31034483 0.34482759 0.37931034 0.4137931 0.44827586 0.48275862 0.51724138 0.55172414 0.5862069 0.62068966 0.65517241 0.68965517 0.72413793 0.75862069 0.79310345 0.82758621 0.86206897 0.89655172 0.93103448 0.96551724 1. ] | 1D array of the non-dimensional spanwise grid defined along blade axis (0-blade root, 1-blade tip)
rotorse.rs.constr.rated_Omega | intermediate | rpm | [7.2574654] | rotor rotation speed at rated
rotorse.rs.constr.flap_mode_freqs | intermediate | Hz | [0.52088882 1.44212421 2.73912312 4.37791972 6.78011031] | Frequencies associated with mode shapes in the flap direction
rotorse.rs.constr.edge_mode_freqs | intermediate | Hz | [ 0.85056473 2.17640428 4.85844181 7.84060362 11.68428924] | Frequencies associated with mode shapes in the edge direction
rotorse.rs.constr.tors_mode_freqs | intermediate | Hz | [0. 0. 0. 0. 0.] | Frequencies associated with mode shapes in the torsional direction
rotorse.blade_span_cg | output | m | [32.80013828] | Distance along the blade span for its center of gravity
rotorse.rs.x_az | output | m | [0. 0. 0. 0. 0. 0. 0. 0. 0. 0. 0. 0. 0. 0. 0. 0. 0. 0. 0. 0. 0. 0. 0. 0. 0. 0. 0. 0. 0. 0.] | location of blade in azimuth x-coordinate system (prebend)
rotorse.rs.y_az | output | m | [0. 0. 0. 0. 0. 0. 0. 0. 0. 0. 0. 0. 0. 0. 0. 0. 0. 0. 0. 0. 0. 0. 0. 0. 0. 0. 0. 0. 0. 0.] | location of blade in azimuth y-coordinate system (sweep)
rotorse.rs.z_az | output | m | [ 5. 9.1379309 13.27586218 17.41379339 21.55172397 25.68965483 29.8275866 33.96551734 38.10344794 42.24137925 46.37931072 50.51724133 54.65517201 58.79310371 62.93103471 67.06896529 71.20689629 75.34482799 79.48275867 83.62068928 87.75862075 91.89655206 96.03448266 100.1724134 104.31034517 108.44827603 112.58620661 116.72413775 120.86207007 125. ] | location of blade in azimuth z-coordinate system (from root to tip)
rotorse.rs.frame.Px_af | intermediate | N/m | [ 932.32104257 3985.8035981 5767.75484894 6751.19540026 7400.94532298 7118.5786721 7723.28223441 8557.76779118 9572.97022202 9673.2183702 9518.7547945 9799.25969368 10005.69086736 10397.85703831 10675.05681619 10625.38075304 10752.72822009 11091.54623238 11233.50892238 11579.48456463 11960.48766757 12227.15322743 12301.39082633 12351.98092357 12333.80094122 12704.44420972 12302.93908044 11309.35047394 8966.9988329 3363.51652383] | distributed load (force per unit length) in airfoil x-direction
rotorse.rs.frame.Py_af | intermediate | N/m | [ 2005.92410823 1067.63249639 304.34239294 13.22596301 -395.95803055 -582.16084159 -831.1509075 -1054.70142382 -1316.46919367 -1304.8268511 -1232.71761229 -1215.11024264 -1213.73107378 -1296.64532186 -1373.94809692 -1411.54269875 -1542.85602573 -1614.50651885 -1662.55549127 -1745.76893391 -1829.58988164 -1928.29540391 -2030.88853631 -2049.17878239 -2028.14628913 -2031.48001235 -1863.58919127 -1516.79672897 -1034.55310374 -372.22671331] | distributed load (force per unit length) in airfoil y-direction
rotorse.rs.frame.Pz_af | intermediate | N/m | [-21149.44099081 -11469.11396612 -4374.14065888 413.10739384 3382.01554464 4472.71940247 5039.62602553 5895.31110997 6956.77780618 8200.30372907 9394.77412704 10443.40883203 11133.83279075 11426.61497703 11409.8878023 11215.8972395 10973.29825423 10665.02004335 10153.57675496 9684.96188847 9321.67488235 8666.8336524 7540.90990465 6270.0931771 4671.54806837 3456.46642583 2439.15891129 1719.16819723 1042.82756628 322.05405398] | distributed load (force per unit length) in airfoil z-direction
rotorse.A | output | m**2 | [1.57860955 1.30595934 1.05804081 1.84787647 1.55674571 1.28151509 1.10780294 1.00524157 0.93257146 0.85178413 0.76594421 0.69901421 0.63097791 0.56402922 0.49669456 0.43008512 0.37222779 0.32857241 0.28410895 0.24882575 0.21780473 0.18329485 0.14423126 0.10926951 0.07285399 0.05148518 0.03444427 0.02224312 0.01093198 0.00301473] | airfoil cross section material area
rotorse.EA | output | N | [4.51188968e+10 3.80435083e+10 3.25912281e+10 2.95328966e+10 2.57359081e+10 2.30482435e+10 2.24141049e+10 2.27574653e+10 2.36588145e+10 2.47425032e+10 2.54622478e+10 2.55120510e+10 2.49698282e+10 2.39445628e+10 2.27140488e+10 2.14949216e+10 2.03823012e+10 1.92422813e+10 1.80101427e+10 1.67621125e+10 1.54462232e+10 1.35122042e+10 1.08374984e+10 8.05032504e+09 5.59053067e+09 4.00160065e+09 2.53758445e+09 1.41251141e+09 6.13395187e+08 1.11366479e+08] | axial stiffness
rotorse.EIxx | output | N*m**2 | [1.35323567e+11 1.51240051e+11 1.40067606e+11 1.21374440e+11 9.66263107e+10 7.61737602e+10 6.28735531e+10 5.82801064e+10 5.71872363e+10 5.52595033e+10 5.02639032e+10 4.38218142e+10 3.61030942e+10 2.82413236e+10 2.07897890e+10 1.49878933e+10 1.09248343e+10 7.67459141e+09 4.87192722e+09 3.16454802e+09 2.36415262e+09 1.88705594e+09 1.45708365e+09 1.08632934e+09 6.46811978e+08 4.22517622e+08 2.43611804e+08 1.34624296e+08 5.05436813e+07 1.83424130e+06] | edgewise stiffness (bending about :ref:`x-axis of airfoil aligned coordinate system <blade_airfoil_coord>`)
rotorse.EIyy | output | N*m**2 | [1.35279995e+11 5.80026057e+10 2.96191867e+10 2.90626469e+10 2.78183616e+10 2.27446656e+10 2.21411348e+10 2.13377781e+10 2.07137711e+10 1.69028661e+10 1.23414504e+10 1.06775411e+10 9.08507077e+09 7.70175662e+09 6.34851234e+09 4.51544312e+09 2.87805988e+09 2.44098303e+09 1.96621951e+09 1.64852810e+09 1.36049639e+09 9.39268914e+08 5.14746171e+08 3.40698830e+08 2.10980914e+08 9.35726485e+07 4.60158877e+07 2.10014945e+07 5.54915129e+06 1.12313628e+05] | flapwise stiffness (bending about y-axis of airfoil aligned coordinate system)
rotorse.EIxy | output | N*m**2 | [5.43395333e+07 5.97913570e+09 7.01140998e+09 7.83071918e+09 7.20047736e+09 5.83312691e+09 4.88386623e+09 4.10912746e+09 3.87247307e+09 3.34135760e+09 2.42012455e+09 1.99501134e+09 1.58382195e+09 1.06510008e+09 7.13417988e+08 4.09662684e+08 1.49490103e+08 9.13099548e+07 4.48350062e+07 1.13165190e+07 3.16076577e+06 2.18747723e+06 6.42771962e+06 5.88122379e+06 5.36509938e+06 6.30165489e+06 3.84915691e+06 2.17334062e+06 7.52880829e+05 2.33062813e+04] | coupled flap-edge stiffness
rotorse.GJ | output | N*m**2 | [7.91818065e+10 3.91602140e+10 1.83214679e+10 1.36911931e+10 8.75784630e+09 4.01984864e+09 2.07940408e+09 1.28381328e+09 8.73860269e+08 5.99783015e+08 4.07977804e+08 3.37813837e+08 2.79667866e+08 2.34227434e+08 1.91326908e+08 1.40469755e+08 9.78421746e+07 8.29630991e+07 6.62340704e+07 5.51028751e+07 4.64063536e+07 3.59959962e+07 2.46137835e+07 2.05706640e+07 1.46055317e+07 6.59061788e+06 3.70700258e+06 2.52715049e+06 1.15230144e+06 4.70655171e+04] | torsional stiffness (about axial z-direction of airfoil aligned coordinate system)
rotorse.rhoA | output | kg/m | [3056.54647363 2528.94125962 2033.63514699 1770.33740889 1292.03106894 894.21428742 682.31308794 603.38872154 572.35838432 564.0277377 555.14571767 540.90399269 513.2792262 474.60962031 431.21162928 388.84260202 351.38663901 317.29038273 282.06689256 252.33543662 228.66552089 200.85458073 165.6103853 130.84969456 92.86904054 65.60405429 44.29114595 29.92185169 17.42707048 5.17574013] | mass per unit length
rotorse.rhoJ | output | kg*m | [1.83337900e+04 1.39585185e+04 1.08550885e+04 9.19945159e+03 6.73100127e+03 4.57074793e+03 3.34474128e+03 2.84159906e+03 2.59095811e+03 2.32382288e+03 1.98435127e+03 1.69411551e+03 1.39144775e+03 1.10776772e+03 8.37812362e+02 6.11141536e+02 4.45092120e+02 3.25667166e+02 2.15438442e+02 1.45950236e+02 1.08896214e+02 8.32200328e+01 6.10757416e+01 4.57333833e+01 2.71341627e+01 1.60900640e+01 9.74447878e+00 6.15672769e+00 2.60391925e+00 1.11900913e-01] | polar mass moment of inertia per unit length
rotorse.x_ec | output | m | [-1.00347993e-16 -1.29508310e-04 2.40294204e-06 -5.51267631e-04 -4.42417855e-04 -1.48830329e-04 9.54509651e-05 2.10846117e-04 2.72147195e-04 2.58826637e-04 -8.51014240e-05 -6.57838220e-05 -4.82671927e-05 -3.06450280e-05 -1.49448433e-05 -8.06648874e-06 -1.04144291e-05 -6.93768523e-06 -3.45634447e-06 -1.00555329e-06 2.28204250e-07 -4.88116283e-06 -8.05945216e-06 -7.92295762e-06 -5.20269219e-06 -2.79125672e-06 -1.73937733e-06 -2.60856196e-06 -7.58012807e-06 -5.82810740e-06] | x-distance to elastic center from point about which above structural properties are computed (airfoil aligned coordinate system)
rotorse.y_ec | output | m | [ 2.21936185e-16 9.63369734e-03 1.07405256e-02 8.06615862e-03 9.54992450e-03 1.00286573e-02 1.22902083e-02 1.32066983e-02 1.38574555e-02 1.27705584e-02 -2.72125518e-03 -2.29483919e-03 -1.87939379e-03 -1.53372622e-03 -1.16501486e-03 -7.92132636e-04 -4.95390884e-04 -3.36321614e-04 -1.90035161e-04 -9.97748493e-05 -5.89240116e-05 3.68577903e-04 3.36012085e-04 3.46284183e-04 2.56962176e-04 2.34669385e-04 2.61335536e-04 3.63501510e-04 3.75667553e-04 2.53143434e-04] | y-distance to elastic center from point about which above structural properties are computed
rotorse.rs.strains.EI11 | intermediate | N*m**2 | [1.35243237e+11 5.76207183e+10 2.91758577e+10 2.84030427e+10 2.70728838e+10 2.21152137e+10 2.15636974e+10 2.08862008e+10 2.03071219e+10 1.66139492e+10 1.21876273e+10 1.05578897e+10 8.99254243e+09 7.64667245e+09 6.31335411e+09 4.49944232e+09 2.87528366e+09 2.43939044e+09 1.96552788e+09 1.64844363e+09 1.36048643e+09 9.39263865e+08 5.14702328e+08 3.40652444e+08 2.10914879e+08 9.34519707e+07 4.59409347e+07 2.09599386e+07 5.53655695e+06 1.11998226e+05] | stiffness w.r.t principal axis 1
rotorse.rs.strains.EI22 | intermediate | N*m**2 | [1.35360325e+11 1.51618407e+11 1.40507176e+11 1.22032114e+11 9.73694364e+10 7.68008936e+10 6.34476046e+10 5.87277134e+10 5.75893405e+10 5.55443834e+10 5.04175376e+10 4.39413311e+10 3.61955343e+10 2.82963514e+10 2.08249163e+10 1.50038806e+10 1.09276055e+10 7.67618182e+09 4.87261821e+09 3.16463232e+09 2.36416252e+09 1.88705915e+09 1.45712626e+09 1.08637476e+09 6.46877644e+08 4.22638080e+08 2.43686584e+08 1.34665665e+08 5.05561891e+07 1.83454956e+06] | stiffness w.r.t principal axis 2
rotorse.rs.strains.alpha | intermediate | deg | [34.07646122 3.65448203 3.61797588 4.8146781 5.91074363 6.15890671 6.7430194 6.27150121 5.99478278 4.94199022 3.63683137 3.43222314 3.34347494 2.96055125 2.82133422 2.23674974 1.06393104 0.9992251 0.8837921 0.42765968 0.18043645 0.13223852 0.39079473 0.45189011 0.70517266 1.09708957 1.11555556 1.09540367 0.95836058 0.77531738] | Angle between blade c.s. and principal axes
rotorse.rs.strains.M1 | intermediate | N*m | [-3.82337951e+07 -3.56123711e+07 -5.59939399e+07 -5.56818453e+07 -5.33136144e+07 -5.01458162e+07 -4.64172946e+07 -4.25827718e+07 -3.88329589e+07 -3.52108997e+07 -3.17590489e+07 -2.84420819e+07 -2.52897899e+07 -2.23071473e+07 -1.94970924e+07 -1.68805839e+07 -1.44431459e+07 -1.21995528e+07 -1.01571326e+07 -8.29634465e+06 -6.62274168e+06 -5.14148871e+06 -3.84857805e+06 -2.74105554e+06 -1.82079366e+06 -1.09105287e+06 -5.55341663e+05 -2.09823738e+05 -3.86064869e+04 6.80903948e+00] | distribution along blade span of bending moment w.r.t principal axis 1
rotorse.rs.strains.M2 | intermediate | N*m | [ 6.34768184e+07 5.94348255e+07 3.21066089e+07 2.21262539e+07 1.51501060e+07 9.72471856e+06 6.60629885e+06 4.74729186e+06 3.33155383e+06 2.26256428e+06 9.31644809e+05 1.55420831e+04 -3.67494585e+05 -8.64414080e+05 -1.26621651e+06 -1.37395612e+06 -1.47688519e+06 -1.45609983e+06 -1.29998261e+06 -1.16418580e+06 -1.00738680e+06 -8.09704020e+05 -6.12038797e+05 -4.42899872e+05 -2.95221711e+05 -1.66310422e+05 -7.63690301e+04 -2.58619826e+04 -4.37657396e+03 8.47204177e-02] | distribution along blade span of bending moment w.r.t principal axis 2
rotorse.rs.strains.F3 | intermediate | N | [ 6.60963426e+05 7.28450073e+05 7.61229216e+05 7.69424456e+05 7.61572480e+05 7.45321309e+05 7.25640594e+05 7.03016592e+05 6.76426073e+05 6.45066598e+05 6.08662994e+05 5.67618492e+05 5.22975939e+05 4.76299149e+05 4.29051223e+05 3.82239272e+05 3.36330604e+05 2.91561672e+05 2.48488727e+05 2.07443490e+05 1.68119420e+05 1.30901824e+05 9.73685727e+04 6.87940916e+04 4.61562154e+04 2.93396389e+04 1.71417988e+04 8.53836563e+03 2.82389153e+03 -1.45519152e-11] | axial resultant along blade span
rotorse.xu_spar | output |  | [1.44475162 1.60750945 1.28618286 1.318676 1.30126726 1.16641575 1.13634999 1.1002468 1.06371035 0.94531932 0.80641493 0.75388184 0.70520483 0.6630246 0.61805507 0.53822077 0.44720197 0.42286467 0.39264813 0.37211955 0.35249395 0.31542287 0.26567868 0.2501605 0.22792865 0.18086594 0.15803797 0.14263807 0.11305263 0.04116061] | x-position of midpoint of spar cap on upper surface for strain calculation
rotorse.xl_spar | output |  | [-1.44563716 -1.67126226 -1.37922787 -1.42386833 -1.40473128 -1.26942154 -1.21028151 -1.16315284 -1.12158467 -1.00216451 -0.85659994 -0.80120314 -0.74834393 -0.70098182 -0.65022729 -0.56327224 -0.46010939 -0.43371903 -0.40119409 -0.37888678 -0.35832557 -0.31860493 -0.26327773 -0.24634522 -0.22913533 -0.18062432 -0.158176 -0.14318709 -0.11414918 -0.04207494] | x-position of midpoint of spar cap on lower surface for strain calculation
rotorse.yu_spar | output |  | [ 2.03918877 0.42815875 -0.47524522 -0.59337969 -0.63859892 -0.63848742 -0.56000091 -0.55631859 -0.55580863 -0.56406495 -0.5589283 -0.53033836 -0.47930697 -0.42475545 -0.35198753 -0.28279528 -0.226308 -0.17257769 -0.11905263 -0.08201039 -0.0653043 -0.05448898 -0.02319084 -0.01385985 -0.05456261 -0.04519291 -0.04452787 -0.05824449 -0.08088784 -0.05929724] | y-position of midpoint of spar cap on upper surface for strain calculation
rotorse.yl_spar | output |  | [-2.0387162 -1.93485057 -1.85877191 -1.58934047 -1.28860295 -1.01404162 -0.83990469 -0.75737538 -0.7294412 -0.69564778 -0.64205441 -0.58696727 -0.51659424 -0.42195476 -0.33268531 -0.25924963 -0.200933 -0.14277783 -0.08664565 -0.04594628 -0.02933704 -0.02522029 -0.02047445 -0.00987209 -0.02360073 -0.02300351 -0.02947724 -0.04857827 -0.07611994 -0.05809707] | y-position of midpoint of spar cap on lower surface for strain calculation
rotorse.xu_te | output |  | [-1.36021872e-05 -4.74374411e-02 1.27080671e-03 1.15441062e-01 1.34415294e-01 1.74117963e-01 1.84081028e-01 1.85176711e-01 1.83041317e-01 1.72651469e-01 1.44224776e-01 1.39353005e-01 1.35401766e-01 1.33254514e-01 1.30440647e-01 1.07283910e-01 6.42316595e-02 6.50565143e-02 6.58289891e-02 6.65086073e-02 6.66458148e-02 5.30129287e-02 3.07173989e-02 3.29227892e-02 -3.59920178e-02 -3.11327405e-02 -2.45991482e-02 -2.25319226e-02 -1.83034414e-02 -6.97357307e-03] | x-position of midpoint of trailing-edge panel on upper surface for strain calculation
rotorse.xl_te | output |  | [-1.36021872e-05 -4.74374411e-02 1.27080671e-03 2.72826571e-02 5.03840655e-02 1.05970392e-01 1.17050155e-01 1.18698052e-01 1.17059195e-01 1.12671697e-01 9.16205500e-02 8.67138802e-02 8.27329645e-02 8.05641919e-02 7.77922141e-02 5.81882081e-02 1.85180891e-02 1.95286937e-02 2.02583418e-02 2.08355699e-02 2.08867164e-02 4.77863159e-03 -2.50853126e-02 -2.31529977e-02 -3.59920178e-02 -3.11327405e-02 -2.45991482e-02 -2.25319226e-02 -1.83034414e-02 -6.97357307e-03] | x-position of midpoint of trailing-edge panel on lower surface for strain calculation
rotorse.yu_te | output |  | [-2.49980391 -2.91540257 -3.14060379 3.70137201 3.83867164 3.97154502 3.90780725 3.77422022 3.62598095 3.42091539 3.17406594 2.95530109 2.77053505 2.63020153 2.47998873 2.33098298 2.20694837 2.11380578 1.98381456 1.89670605 1.79468529 1.67894461 1.55805403 1.43470885 -0.65870537 -0.60711157 -0.56457297 -0.52974234 -0.45674179 -0.1971909 ] | y-position of midpoint of trailing-edge panel on upper surface for strain calculation
rotorse.yl_te | output |  | [-2.49980391 -2.91540257 -3.14060379 3.71143671 3.84784291 3.97880407 3.91511686 3.78156854 3.63335843 3.42781867 3.1804079 2.96170997 2.77699149 2.63667754 2.48646285 2.33741064 2.21345287 2.1203255 1.99032073 1.90316559 1.80107042 1.68550681 1.56516148 1.44164951 -0.65870537 -0.60711157 -0.56457297 -0.52974234 -0.45674179 -0.1971909 ] | y-position of midpoint of trailing-edge panel on lower surface for strain calculation
rotorse.rs.tip_pos.dx_tip | intermediate | m | [21.33619787] | deflection at tip in blade x-direction
rotorse.rs.tip_pos.dy_tip | intermediate | m | [-2.35149861] | deflection at tip in blade y-direction
rotorse.rs.tip_pos.dz_tip | intermediate | m | [-0.00209494] | deflection at tip in blade z-direction
rotorse.rs.tip_pos.3d_curv_tip | intermediate | deg | [4.] | total coning angle including precone and curvature
rotorse.rs.tot_loads_gust.aeroloads_Px | intermediate | N/m | [ 546.60696506 1823.52699437 3192.15210332 4227.45207113 5283.79828159 5507.34767566 6298.56668489 7169.66396597 8103.21980776 8160.39282067 7994.49948747 8251.91141327 8464.46845291 8932.35896887 9278.46346596 9295.09919422 9477.13043301 9882.37861348 10106.75976835 10527.5188093 10959.10239975 11299.08398299 11492.96083672 11681.78130748 11815.31150381 12277.59232347 11944.92398727 11007.58508518 8745.96719021 3283.61205989] | distributed loads in blade-aligned x-direction
rotorse.rs.tot_loads_gust.aeroloads_Py | intermediate | N/m | [ 125.68150374 -1980.19129574 -2932.52932651 -2944.12355668 -2834.94281805 -2366.33904045 -2507.35861494 -2660.15329792 -3023.68721429 -2921.42686091 -2661.42214224 -2555.1448638 -2474.97890411 -2316.75912134 -2277.41060062 -2254.52969465 -2350.41364383 -2373.8128749 -2366.25903663 -2389.1191256 -2464.8101143 -2555.93555269 -2615.68094105 -2567.74573838 -2545.9660001 -2665.46816481 -2635.41460296 -2385.14324549 -1840.76258486 -697.20243899] | distributed loads in blade-aligned y-direction
rotorse.rs.tot_loads_gust.aeroloads_Pz | intermediate | N/m | [0. 0. 0. 0. 0. 0. 0. 0. 0. 0. 0. 0. 0. 0. 0. 0. 0. 0. 0. 0. 0. 0. 0. 0. 0. 0. 0. 0. 0. 0.] | distributed loads in blade-aligned z-direction
rotorse.rs.tot_loads_gust.aeroloads_Omega | intermediate | rpm | [7.2574654] | rotor rotation speed
rotorse.rs.tot_loads_gust.aeroloads_pitch | intermediate | deg | [5.81457337] | pitch angle
rotorse.rs.3d_curv | output | deg | [4. 4. 4. 4. 4. 4. 4. 4. 4. 4. 4. 4. 4. 4. 4. 4. 4. 4. 4. 4. 4. 4. 4. 4. 4. 4. 4. 4. 4. 4.] | total cone angle from precone and curvature
rotorse.stall_check.aoa_along_span | intermediate | deg | [10.07825652 10.90667236 10.6128118 11.19315657 11.71676446 11.33373962 10.65899857 10.2470739 9.34515613 8.70158878 8.66330544 8.64682434 8.52195412 9.18536828 9.43954463 9.57622371 9.66610888 9.66969838 9.7578607 9.8564882 9.72239821 9.61939582 9.63074978 9.75450736 9.56776284 8.94280299 8.04968358 7.06837279 6.14693193 6.18856782] | Angle of attack along blade span
rotorse.total_bc.inner_blade_cost | intermediate | USD | [801644.23420978] | Total cost (variable and fixed) for the blade inner portion.
tcc.main_bearing_mass | intermediate | kg | [13450.33930019]
tcc.bedplate_mass | intermediate | kg | [47907.97374641]
tcc.blade_mass | intermediate | kg | [72642.51180901]
tcc.blade_cost_external | intermediate | USD | [801644.23420978]
tcc.brake_mass | intermediate | kg | [25904.6643318]
tcc.converter_mass | intermediate | kg | [11983.85]
tcc.cover_mass | intermediate | kg | [7109.1761415]
tcc.gearbox_mass | intermediate | kg | [106166.65709754]
tcc.generator_mass | intermediate | kg | [5116.26265737]
tcc.hss_mass | intermediate | kg | [21.01305741]
tcc.hub_cost | output | USD | [89377.75872188]
tcc.hub_mass | intermediate | kg | [22917.37403125]
tcc.pitch_system_cost | output | USD | [1142059.29273743]
tcc.pitch_system_mass | intermediate | kg | [51676.89107409]
tcc.spinner_cost | output | USD | [63453.94339284]
tcc.spinner_mass | intermediate | kg | [5716.57147683]
tcc.hvac_mass | intermediate | kg | [1089.18312189]
tcc.lss_mass | intermediate | kg | [13812.83149771]
tcc.lss_cost | output | USD | [164372.69482276]
tcc.main_bearing_cost | output | USD | [60526.52685085]
tcc.gearbox_cost | output | USD | [1061666.57097538]
tcc.hss_cost | output | USD | [142.88879036]
tcc.brake_cost | output | USD | [93914.77006851]
tcc.generator_cost | output | USD | [63441.65695143]
tcc.bedplate_cost | output | USD | [138933.12386459]
tcc.yaw_system_cost | output | USD | [208219.02662621]
tcc.yaw_mass | intermediate | kg | [25086.629714]
tcc.converter_cost | output | USD | [225296.38]
tcc.hvac_cost | output | USD | [135058.7071138]
tcc.cover_cost | output | USD | [40522.30400655]
tcc.elec_cost | output | USD | [627750.]
tcc.controls_cost | output | USD | [317250.]
tcc.platforms_mass | intermediate | kg | [41458.177152]
tcc.platforms_cost | output | USD | [708934.8292992]
tcc.transformer_cost | output | USD | [575938.]
tcc.transformer_mass | intermediate | kg | [30635.]
tcc.blade_cost | output | USD | [801644.23420978]
tcc.rotor_cost | output | USD | [3699823.69748149]
tcc.rotor_mass_tcc | output | kg | [298238.3720092]
tcc.nacelle_cost | output | USD | [4482494.00622049]
tcc.nacelle_mass_tcc | output | kg | [343192.097118]
tcc.tower_cost | output | USD | [4632350.1263316]
tcc.tower_mass | intermediate | kg | [1834466.59303257]
tcc.turbine_cost | output | USD | [12814667.83003357]
tcc.turbine_cost_kW | output | USD/kW | [854.31118867]
tcc.turbine_mass_tcc | output | kg | [2475897.06215978]
tcc.hub_system_cost | output | USD | [1294890.99485214]
tcc.hub_system_mass_tcc | output | kg | [80310.83658217]
tcc.tower_parts_cost | output | USD | [4632350.1263316]
tcc.tower_cost_external | intermediate | USD | [4632350.1263316]
tcons.rated_Omega | intermediate | rpm | [7.2574654] | rotor rotation speed at rated
tcons.tower_freq | intermediate | Hz | [0.3847314]
tcons.tip_deflection | intermediate | m | [20.66969972]
tcons.Rtip | intermediate | m | [125.]
tcons.ref_axis_blade | intermediate | m | [[ 0. 0. 0. ] [ 0. 0. 4.1379309 ] [ 0. 0. 8.27586218] [ 0. 0. 12.41379339] [ 0. 0. 16.55172397] [ 0. 0. 20.68965483] [ 0. 0. 24.8275866 ] [ 0. 0. 28.96551734] [ 0. 0. 33.10344794] [ 0. 0. 37.24137925] [ 0. 0. 41.37931072] [ 0. 0. 45.51724133] [ 0. 0. 49.65517201] [ 0. 0. 53.79310371] [ 0. 0. 57.93103471] [ 0. 0. 62.06896529] [ 0. 0. 66.20689629] [ 0. 0. 70.34482799] [ 0. 0. 74.48275867] [ 0. 0. 78.62068928] [ 0. 0. 82.75862075] [ 0. 0. 86.89655206] [ 0. 0. 91.03448266] [ 0. 0. 95.1724134 ] [ 0. 0. 99.31034517] [ 0. 0. 103.44827603] [ 0. 0. 107.58620661] [ 0. 0. 111.72413775] [ 0. 0. 115.86207007] [ 0. 0. 120. ]]
tcons.ref_axis_tower | intermediate | m | [[ 0. 0. 15. ] [ 0. 0. 49.83993007] [ 0. 0. 99.61125874] [ 0. 0. 129.47405594] [ 0. 0. 157.346 ]]
towerse.env.distLoads.windLoads_Px | intermediate | N/m | [1003.22006519 1153.32291388 1260.92349773 1346.92579265 1447.66464492 1531.76180581 1604.65577582 1644.34707449 1681.57373733 1716.68041331 1490.1843358 1274.11263687 1062.48249754]
towerse.env.distLoads.windLoads_Py | intermediate | N/m | [0. 0. 0. 0. 0. 0. 0. 0. 0. 0. 0. 0. 0.]
towerse.env.distLoads.windLoads_Pz | intermediate | N/m | [0. 0. 0. 0. 0. 0. 0. 0. 0. 0. 0. 0. 0.]
towerse.env.distLoads.windLoads_qdyn | intermediate | N/m**2 | [143.28736348 164.42570924 179.35513097 191.14571703 204.79247527 216.04830764 225.70439308 230.92328703 235.79334681 240.36423662 244.39535798 248.22628988 251.87865127]
towerse.env.distLoads.windLoads_z | intermediate | m | [ 15. 26.61331002 38.22662005 49.83993007 66.43037296 83.02081585 99.61125874 109.56552448 119.51979021 129.47405594 138.76470396 148.05535198 157.346 ]
towerse.env.distLoads.windLoads_beta | intermediate | deg | [0.]
towerse.z_global | output | m | [ 15. 26.61331002 38.22662005 49.83993007 66.43037296 83.02081585 99.61125874 109.56552448 119.51979021 129.47405594 138.76470396 148.05535198 157.346 ]
towerse.env.Uref | intermediate | m/s | [20.36430862]
towerse.wind_reference_height | intermediate | m | [162.96]
towerse.env.windLoads.U | intermediate | m/s | [15.29504994 16.38444804 17.11212154 17.66563444 18.28537836 18.78115893 19.19627485 19.41694135 19.62062001 19.80988154 19.97530549 20.13125461 20.27881779]
towerse.outer_diameter_full | output | m | [10. 10. 10. 10. 10. 10. 10. 10. 10. 10. 8.66633333 7.33266667 5.999 ]
towerse.joint1 | output | m | [ 0. 0. 15.]
towerse.joint2 | output | m | [ 0. 0. 157.346]
towerse.s_full | output | m | [0. 0.08158508 0.16317016 0.24475524 0.36130536 0.47785548 0.59440559 0.66433566 0.73426573 0.8041958 0.86946387 0.93473193 1. ]
towerse.g2e.Px_global | intermediate | N/m | [1003.22006519 1153.32291388 1260.92349773 1346.92579265 1447.66464492 1531.76180581 1604.65577582 1644.34707449 1681.57373733 1716.68041331 1490.1843358 1274.11263687 1062.48249754]
towerse.g2e.Py_global | intermediate | N/m | [0. 0. 0. 0. 0. 0. 0. 0. 0. 0. 0. 0. 0.]
towerse.g2e.Pz_global | intermediate | N/m | [0. 0. 0. 0. 0. 0. 0. 0. 0. 0. 0. 0. 0.]
towerse.g2e.qdyn_global | intermediate | Pa | [143.28736348 164.42570924 179.35513097 191.14571703 204.79247527 216.04830764 225.70439308 230.92328703 235.79334681 240.36423662 244.39535798 248.22628988 251.87865127]
towerse.lc:Px | intermediate | N/m | [0. 0. 0. 0. 0. 0. 0. 0. 0. 0. 0. 0. 0.]
towerse.lc:Py | intermediate | N/m | [0. 0. 0. 0. 0. 0. 0. 0. 0. 0. 0. 0. 0.]
towerse.lc:Pz | intermediate | N/m | [-1003.22006519 -1153.32291388 -1260.92349773 -1346.92579265 -1447.66464492 -1531.76180581 -1604.65577582 -1644.34707449 -1681.57373733 -1716.68041331 -1490.1843358 -1274.11263687 -1062.48249754]
towerse.lc:qdyn | intermediate | Pa | [143.28736348 164.42570924 179.35513097 191.14571703 204.79247527 216.04830764 225.70439308 230.92328703 235.79334681 240.36423662 244.39535798 248.22628988 251.87865127]
towerse.member.gc.d | intermediate | m | [10. 10. 10. 10. 5.999]
towerse.member.gc.t | intermediate | m | [0.11014885 0.04927117 0.01611757 0.01259845]
towerse.member.s | output |  | [0. 0.24475524 0.59440559 0.8041958 1. ]
towerse.member.height | output | m | [142.346]
towerse.tower_outer_diameter | output | m | [10. 10. 10. 10. 5.999]
towerse.tower_wall_thickness | output | m | [0.11014885 0.04927117 0.01611757 0.01259845]
towerse.member.E | output | Pa | [2.e+11 2.e+11 2.e+11 2.e+11]
towerse.member.G | output | Pa | [7.93e+10 7.93e+10 7.93e+10 7.93e+10]
towerse.member.sigma_y | output | Pa | [3.45e+08 3.45e+08 3.45e+08 3.45e+08]
towerse.member.rho | output | kg/m**3 | [7800. 7800. 7800. 7800.]
towerse.member.unit_cost | output | USD/kg | [0.7 0.7 0.7 0.7]
towerse.member.outfitting_factor | output |  | [1.07 1.07 1.07 1.07]
towerse.nodes_xyz | output | m | [[ 0. 0. 15. ] [ 0. 0. 26.61331002] [ 0. 0. 38.22662005] [ 0. 0. 49.83993007] [ 0. 0. 66.43037296] [ 0. 0. 83.02081585] [ 0. 0. 99.61125874] [ 0. 0. 109.56552448] [ 0. 0. 119.51979021] [ 0. 0. 129.47405594] [ 0. 0. 138.76470396] [ 0. 0. 148.05535198] [ 0. 0. 157.346 ]]
towerse.z_full | output | m | [ 0. 11.61331002 23.22662005 34.83993007 51.43037296 68.02081585 84.61125874 94.56552448 104.51979021 114.47405594 123.76470396 133.05535198 142.346 ]
towerse.tower_s | intermediate |  | [0. 0.24475524 0.59440559 0.8041958 1. ]
towerse.t_full | output | m | [0.11014885 0.11014885 0.11014885 0.04927117 0.04927117 0.04927117 0.01611757 0.01611757 0.01611757 0.01259845 0.01259845 0.01259845]
towerse.E_full | output | Pa | [2.e+11 2.e+11 2.e+11 2.e+11 2.e+11 2.e+11 2.e+11 2.e+11 2.e+11 2.e+11 2.e+11 2.e+11]
towerse.G_full | output | Pa | [7.93e+10 7.93e+10 7.93e+10 7.93e+10 7.93e+10 7.93e+10 7.93e+10 7.93e+10 7.93e+10 7.93e+10 7.93e+10 7.93e+10]
towerse.sigma_y_full | output | Pa | [3.45e+08 3.45e+08 3.45e+08 3.45e+08 3.45e+08 3.45e+08 3.45e+08 3.45e+08 3.45e+08 3.45e+08 3.45e+08 3.45e+08]
towerse.rho_full | output | kg/m**3 | [7800. 7800. 7800. 7800. 7800. 7800. 7800. 7800. 7800. 7800. 7800. 7800.]
towerse.outfitting_full | output |  | [1.07 1.07 1.07 1.07 1.07 1.07 1.07 1.07 1.07 1.07 1.07 1.07]
towerse.member.unit_cost_full | output | USD/kg | [0.7 0.7 0.7 0.7 0.7 0.7 0.7 0.7 0.7 0.7 0.7 0.7]
towerse.tower_height | intermediate | m | [142.346]
towerse.section_A | output | m**2 | [3.66187393 3.66187393 3.66187393 1.64809201 1.64809201 1.64809201 0.54091957 0.54091957 0.54091957 0.39472352 0.3382431 0.28176268]
towerse.section_Asx | output | m**2 | [2.08853359 2.08853359 2.08853359 0.93730421 0.93730421 0.93730421 0.30717363 0.30717363 0.30717363 0.22412684 0.19207599 0.16002519]
towerse.section_Asy | output | m**2 | [2.08853359 2.08853359 2.08853359 0.93730421 0.93730421 0.93730421 0.30717363 0.30717363 0.30717363 0.22412684 0.19207599 0.16002519]
towerse.section_Ixx | output | kg*m**2 | [44.77615327 44.77615327 44.77615327 20.39914176 20.39914176 20.39914176 6.73973394 6.73973394 6.73973394 4.28635948 2.69709785 1.55905255]
towerse.section_Iyy | output | kg*m**2 | [44.77615327 44.77615327 44.77615327 20.39914176 20.39914176 20.39914176 6.73973394 6.73973394 6.73973394 4.28635948 2.69709785 1.55905255]
towerse.section_J0 | output | kg*m**2 | [89.55230654 89.55230654 89.55230654 40.79828352 40.79828352 40.79828352 13.47946788 13.47946788 13.47946788 8.57271895 5.3941957 3.1181051 ]
towerse.section_rho | output | kg/m**3 | [7800. 7800. 7800. 7800. 7800. 7800. 7800. 7800. 7800. 7800. 7800. 7800.]
towerse.section_E | output | Pa | [2.e+11 2.e+11 2.e+11 2.e+11 2.e+11 2.e+11 2.e+11 2.e+11 2.e+11 2.e+11 2.e+11 2.e+11]
towerse.section_G | output | Pa | [7.93e+10 7.93e+10 7.93e+10 7.93e+10 7.93e+10 7.93e+10 7.93e+10 7.93e+10 7.93e+10 7.93e+10 7.93e+10 7.93e+10]
towerse.post.cylinder_Fz | intermediate | N | [[-18749662.50263341] [-15482960.62529191] [-12215145.80520532] [-10100779.30714287] [ -7984894.88466742] [ -5867721.21016884] [ -5439858.48129578] [ -5011616.74978575] [ -4583018.60619571] [ -4287765.96841841] [ -4034685.66124711] [ -3823709.29465613]]
towerse.post.cylinder_Vx | intermediate | N | [[2936979.84090823] [2937800.97562177] [2938549.9872398 ] [2938733.11784365] [2939895.5284842 ] [2940847.07597663] [2937618.28323358] [2937843.49424256] [2938022.20877309] [2937671.14925976] [2937604.02673885] [2937489.46676287]]
towerse.post.cylinder_Vy | intermediate | N | [[9912.91124569] [9874.82745073] [9836.49159327] [9818.54878923] [9739.60095158] [9659.99040307] [9854.09066547] [9824.48292877] [9794.71654487] [9811.88443941] [9795.42648374] [9771.05639103]]
towerse.post.cylinder_Mxx | intermediate | N*m | [[17974198.01472477] [18081948.47052371] [18186804.8044582 ] [18329945.12623441] [18464280.01396918] [18595043.86854271] [18672619.50972746] [18744359.1052314 ] [18811327.58343554] [18869080.17054226] [18918518.10130744] [18953814.0178733 ]]
towerse.post.cylinder_Myy | intermediate | N*m | [[ 3.87533704e+08] [ 3.53259719e+08] [ 3.18933190e+08] [ 2.69791375e+08] [ 2.20537878e+08] [ 1.71277664e+08] [ 1.41745066e+08] [ 1.12178625e+08] [ 8.25972689e+07] [ 5.49825729e+07] [ 2.73586504e+07] [-2.68528532e+05]]
towerse.post.cylinder_Mzz | intermediate | N*m | [[1984462.24370187] [1984439.92819226] [1984417.60306032] [1984497.27590661] [1984465.16817077] [1984433.03842453] [1984583.27394482] [1984563.47586819] [1984543.66064986] [1984602.37245741] [1984629.05185688] [1984670.17504236]]
towerse.qdyn | output | Pa | [[143.28736348] [164.42570924] [179.35513097] [191.14571703] [204.79247527] [216.04830764] [225.70439308] [230.92328703] [235.79334681] [240.36423662] [244.39535798] [248.22628988] [251.87865127]]
towerse.hub_height | intermediate | m | [162.96]
towerse.foundation_height | intermediate | m | [15.]
towerse.rna_mass | intermediate | kg | [641430.46912721]
towerse.rna_I | intermediate | kg*m**2 | [4.01089577e+08 3.14728250e+08 3.05626256e+08 5.73450085e+02 1.26745780e+07 1.69133022e+05]
towerse.rna_cg | intermediate | m | [-9.24820782 -0.14173794 4.02780718]
towerse.tower.rna_F | intermediate | N | [[ 2936516.27518317] [ 9931.76288799] [-3823709.29465613]]
towerse.tower.rna_M | intermediate | N*m | [[18953767.83774048] [ -268560.03813297] [ 1984311.7970109 ]]
towerse.Px | output | N/m | [[0.] [0.] [0.] [0.] [0.] [0.] [0.] [0.] [0.] [0.] [0.] [0.] [0.]]
towerse.Py | output | N/m | [[0.] [0.] [0.] [0.] [0.] [0.] [0.] [0.] [0.] [0.] [0.] [0.] [0.]]
towerse.Pz | output | N/m | [[-1003.22006519] [-1153.32291388] [-1260.92349773] [-1346.92579265] [-1447.66464492] [-1531.76180581] [-1604.65577582] [-1644.34707449] [-1681.57373733] [-1716.68041331] [-1490.1843358 ] [-1274.11263687] [-1062.48249754]]
towerse.tower_mass | output | kg | [1834466.59303257]
towerse.tower_center_of_mass | output | m | [42.21791947]
towerse.tower_I_base | output | kg*m**2 | [5.29244547e+09 5.29244547e+09 4.45605765e+07 0.00000000e+00 0.00000000e+00 0.00000000e+00]
af_3d.cl | intermediate |  | [[[[-3.25260652e-19]] [[ 3.46944695e-18]] [[-1.38777878e-17]] ... [[ 3.38271078e-17]] [[-1.73472348e-18]] [[-3.57786717e-18]]] [[[ 6.63256118e-03]] [[ 1.13462757e-01]] [[ 2.14951605e-01]] ... [[-2.32379273e-01]] [[-1.26591152e-01]] [[ 6.63256118e-03]]] [[[ 1.27742998e-02]] [[ 1.42693272e-01]] [[ 2.58637012e-01]] ... [[-2.66800672e-01]] [[-1.38782724e-01]] [[ 1.27742998e-02]]] ... [[[-1.53642952e-08]] [[ 2.24280087e-01]] [[ 4.60935912e-01]] ... [[-4.60935912e-01]] [[-2.24280087e-01]] [[ 1.53642952e-08]]] [[[-1.53642952e-08]] [[ 2.24280087e-01]] [[ 4.60935912e-01]] ... [[-4.60935912e-01]] [[-2.24280087e-01]] [[ 1.53642952e-08]]] [[[-1.53642952e-08]] [[ 2.24280087e-01]] [[ 4.60935912e-01]] ... [[-4.60935912e-01]] [[-2.24280087e-01]] [[ 1.53642952e-08]]]] | 4D array with the lift coefficients of the airfoils. Dimension 0 is along the blade span for n_span stations, dimension 1 is along the angles of attack, dimension 2 is along the Reynolds number, dimension 3 is along the number of tabs, which may describe multiple sets at the same station, for example in presence of a flap.
af_3d.cd | intermediate |  | [[[[0.5 ]] [[0.5 ]] [[0.5 ]] ... [[0.5 ]] [[0.5 ]] [[0.5 ]]] [[[0.15834246]] [[0.14657251]] [[0.12654502]] ... [[0.13933512]] [[0.1506808 ]] [[0.15834246]]] [[[0.06162547]] [[0.06296798]] [[0.06920074]] ... [[0.07156878]] [[0.06373137]] [[0.06162547]]] ... [[[0.0198 ]] [[0.02572598]] [[0.04114402]] ... [[0.04047996]] [[0.02538511]] [[0.0198 ]]] [[[0.0198 ]] [[0.02572598]] [[0.04114402]] ... [[0.04047996]] [[0.02538511]] [[0.0198 ]]] [[[0.0198 ]] [[0.02572598]] [[0.04114402]] ... [[0.04047996]] [[0.02538511]] [[0.0198 ]]]] | 4D array with the drag coefficients of the airfoils. Dimension 0 is along the blade span for n_span stations, dimension 1 is along the angles of attack, dimension 2 is along the Reynolds number, dimension 3 is along the number of tabs, which may describe multiple sets at the same station, for example in presence of a flap.
af_3d.cm | intermediate |  | [[[[-4.06575815e-20]] [[-3.90312782e-18]] [[ 8.67361738e-19]] ... [[-1.73472348e-18]] [[ 3.03576608e-18]] [[-3.38813179e-21]]] [[[ 2.57065280e-04]] [[ 5.26947335e-02]] [[ 9.97340121e-02]] ... [[-1.11282798e-01]] [[-5.86879347e-02]] [[ 2.57065280e-04]]] [[[ 3.70854259e-04]] [[ 5.78906867e-02]] [[ 1.09442053e-01]] ... [[-1.20140868e-01]] [[-6.33445740e-02]] [[ 3.70854259e-04]]] ... [[[-7.71299959e-09]] [[ 1.12680187e-01]] [[ 2.31783829e-01]] ... [[-2.31710912e-01]] [[-1.12584318e-01]] [[ 7.70271560e-09]]] [[[-7.71299959e-09]] [[ 1.12680187e-01]] [[ 2.31783829e-01]] ... [[-2.31710912e-01]] [[-1.12584318e-01]] [[ 7.70271560e-09]]] [[[-7.71299959e-09]] [[ 1.12680187e-01]] [[ 2.31783829e-01]] ... [[-2.31710912e-01]] [[-1.12584318e-01]] [[ 7.70271560e-09]]]] | 4D array with the moment coefficients of the airfoils. Dimension 0 is along the blade span for n_span stations, dimension 1 is along the angles of attack, dimension 2 is along the Reynolds number, dimension 3 is along the number of tabs, which may describe multiple sets at the same station, for example in presence of a flap.
af_3d.r_blade | intermediate | m | [ 5. 9.1379309 13.27586218 17.41379339 21.55172397 25.68965483 29.8275866 33.96551734 38.10344794 42.24137925 46.37931072 50.51724133 54.65517201 58.79310371 62.93103471 67.06896529 71.20689629 75.34482799 79.48275867 83.62068928 87.75862075 91.89655206 96.03448266 100.1724134 104.31034517 108.44827603 112.58620661 116.72413775 120.86207007 125. ] | 1D array of the dimensional spanwise grid defined along the rotor (hub radius to blade tip projected on the plane)
af_3d.rotor_radius | intermediate | m | [125.] | Scalar of the rotor radius, defined ignoring prebend and sweep curvatures, and cone and uptilt angles.
af_3d.r_thick | intermediate |  | [1. 0.56482845 0.4 0.4 0.38854197 0.35 0.35 0.35 0.35 0.32886547 0.3 0.3 0.3 0.3 0.3 0.28140145 0.25 0.25 0.25 0.25 0.25 0.23710074 0.21 0.21 0.21 0.17916643 0.17 0.17 0.17 0.17 ] | 1D array of the relative thicknesses of the blade defined along span.
af_3d.chord | intermediate | m | [5. 6.45057184 7. 7. 7. 6.98980714 6.72049092 6.4708953 6.24487326 5.94201502 5.55704973 5.19612751 4.85662024 4.55786366 4.23832377 3.93496921 3.68586956 3.48067502 3.22630701 3.05296816 2.88965517 2.72413792 2.55862069 2.39310346 2.22758619 2.06206896 1.901718 1.71813319 1.36512688 0.5 ] | 1D array of the chord values defined along blade span.
blade.compute_coord_xy_dim.chord | intermediate | m | [5. 6.45057184 7. 7. 7. 6.98980714 6.72049092 6.4708953 6.24487326 5.94201502 5.55704973 5.19612751 4.85662024 4.55786366 4.23832377 3.93496921 3.68586956 3.48067502 3.22630701 3.05296816 2.88965517 2.72413792 2.55862069 2.39310346 2.22758619 2.06206896 1.901718 1.71813319 1.36512688 0.5 ] | 1D array of the chord values defined along blade span.
blade.compute_coord_xy_dim.pitch_axis | intermediate |  | [0.5 0.33681067 0.275 0.275 0.275 0.275 0.275 0.275 0.275 0.275 0.275 0.275 0.275 0.275 0.275 0.275 0.275 0.275 0.275 0.275 0.275 0.275 0.275 0.275 0.275 0.275 0.275 0.275 0.275 0.275 ] | 1D array of the chordwise position of the pitch axis (0-LE, 1-TE), defined along blade span.
blade.compute_coord_xy_dim.twist | intermediate | rad | [ 0.97738438 0.66076487 0.48378032 0.35172297 0.23757181 0.15461066 0.11998401 0.08951877 0.08011156 0.06839539 0.05069348 0.03689154 0.02589658 -0.00260522 -0.01628047 -0.02163829 -0.02589926 -0.03262599 -0.03850517 -0.04566013 -0.04813058 -0.04991932 -0.05373845 -0.05934119 -0.05934119 -0.05135876 -0.03840534 -0.02422526 -0.01097925 -0.00418879] | 1D array of the twist values defined along blade span. The twist is defined positive for negative rotations around the z axis (the same as in BeamDyn).
blade.compute_coord_xy_dim.coord_xy_interp | intermediate |  | [[[ 1.00000000e+00 4.33680869e-19] [ 9.99310113e-01 -2.24586628e-02] [ 9.97715675e-01 -4.48159779e-02] ... [ 9.97767307e-01 4.41944433e-02] [ 9.99327246e-01 2.21465777e-02] [ 1.00000000e+00 -6.93889390e-18]] [[ 1.00000000e+00 -3.45453481e-03] [ 9.85732236e-01 -4.50857227e-03] [ 9.71245898e-01 -5.41268359e-03] ... [ 9.73540047e-01 2.01834666e-02] [ 9.86794643e-01 1.21857375e-02] [ 1.00000000e+00 3.34158479e-03]] [[ 1.00000000e+00 -3.52767074e-03] [ 9.82059782e-01 3.90327629e-04] [ 9.63825795e-01 2.50462990e-03] ... [ 9.66589031e-01 1.41947173e-02] [ 9.83283080e-01 8.77890463e-03] [ 1.00000000e+00 3.41232946e-03]] ... [[ 1.00000000e+00 -1.59933238e-03] [ 9.76316764e-01 1.06223114e-03] [ 9.52601299e-01 3.08357338e-03] ... [ 9.53511819e-01 1.19996935e-02] [ 9.76793838e-01 6.84560730e-03] [ 1.00000000e+00 1.54000107e-03]] [[ 1.00000000e+00 -1.59933238e-03] [ 9.76316764e-01 1.06223114e-03] [ 9.52601299e-01 3.08357338e-03] ... [ 9.53511819e-01 1.19996935e-02] [ 9.76793838e-01 6.84560730e-03] [ 1.00000000e+00 1.54000107e-03]] [[ 1.00000000e+00 -1.59933238e-03] [ 9.76316764e-01 1.06223114e-03] [ 9.52601299e-01 3.08357338e-03] ... [ 9.53511819e-01 1.19996935e-02] [ 9.76793838e-01 6.84560730e-03] [ 1.00000000e+00 1.54000107e-03]]] | 3D array of the non-dimensional x and y airfoil coordinates of the airfoils interpolated along span for n_span stations. The leading edge is place at x=0 and y=0.
blade.compute_coord_xy_dim.ref_axis | intermediate | m | [[ 0. 0. 0. ] [ 0. 0. 4.1379309 ] [ 0. 0. 8.27586218] [ 0. 0. 12.41379339] [ 0. 0. 16.55172397] [ 0. 0. 20.68965483] [ 0. 0. 24.8275866 ] [ 0. 0. 28.96551734] [ 0. 0. 33.10344794] [ 0. 0. 37.24137925] [ 0. 0. 41.37931072] [ 0. 0. 45.51724133] [ 0. 0. 49.65517201] [ 0. 0. 53.79310371] [ 0. 0. 57.93103471] [ 0. 0. 62.06896529] [ 0. 0. 66.20689629] [ 0. 0. 70.34482799] [ 0. 0. 74.48275867] [ 0. 0. 78.62068928] [ 0. 0. 82.75862075] [ 0. 0. 86.89655206] [ 0. 0. 91.03448266] [ 0. 0. 95.1724134 ] [ 0. 0. 99.31034517] [ 0. 0. 103.44827603] [ 0. 0. 107.58620661] [ 0. 0. 111.72413775] [ 0. 0. 115.86207007] [ 0. 0. 120. ]] | 2D array of the coordinates (x,y,z) of the blade reference axis, defined along blade span. The coordinate system is the one of BeamDyn: it is placed at blade root with x pointing the suction side of the blade, y pointing the trailing edge and z along the blade span. A standard configuration will have negative x values (prebend), if swept positive y values, and positive z values.
blade.compute_reynolds.local_airfoil_velocities | intermediate | m/s | [ 8.60105877 9.73314712 11.49072089 13.38843353 15.48610685 17.78381245 20.17389868 22.61879682 25.12585278 27.65649964 30.20752814 32.78723501 35.37763307 37.95667421 40.56830465 43.20032568 45.82703028 48.45962667 51.10221468 53.74161666 56.38881815 59.04016864 61.69272962 64.34463637 67.0024396 69.67523381 72.34001469 75.0008289 77.66142909 79.57037081]
blade.compute_reynolds.chord | intermediate | m | [5. 6.45057184 7. 7. 7. 6.98980714 6.72049092 6.4708953 6.24487326 5.94201502 5.55704973 5.19612751 4.85662024 4.55786366 4.23832377 3.93496921 3.68586956 3.48067502 3.22630701 3.05296816 2.88965517 2.72413792 2.55862069 2.39310346 2.22758619 2.06206896 1.901718 1.71813319 1.36512688 0.5 ]
blade.high_level_blade_props.blade_ref_axis_user | intermediate | m | [[ 0. 0. 0. ] [ 0. 0. 4.1379309 ] [ 0. 0. 8.27586218] [ 0. 0. 12.41379339] [ 0. 0. 16.55172397] [ 0. 0. 20.68965483] [ 0. 0. 24.8275866 ] [ 0. 0. 28.96551734] [ 0. 0. 33.10344794] [ 0. 0. 37.24137925] [ 0. 0. 41.37931072] [ 0. 0. 45.51724133] [ 0. 0. 49.65517201] [ 0. 0. 53.79310371] [ 0. 0. 57.93103471] [ 0. 0. 62.06896529] [ 0. 0. 66.20689629] [ 0. 0. 70.34482799] [ 0. 0. 74.48275867] [ 0. 0. 78.62068928] [ 0. 0. 82.75862075] [ 0. 0. 86.89655206] [ 0. 0. 91.03448266] [ 0. 0. 95.1724134 ] [ 0. 0. 99.31034517] [ 0. 0. 103.44827603] [ 0. 0. 107.58620661] [ 0. 0. 111.72413775] [ 0. 0. 115.86207007] [ 0. 0. 120. ]] | 2D array of the coordinates (x,y,z) of the blade reference axis, defined along blade span. The coordinate system is the one of BeamDyn: it is placed at blade root with x pointing the suction side of the blade, y pointing the trailing edge and z along the blade span. A standard configuration will have negative x values (prebend), if swept positive y values, and positive z values.
blade.high_level_blade_props.hub_radius | intermediate | m | [5.] | Radius of the hub. It defines the distance of the blade root from the rotor center along the coned line.
blade.internal_structure_2d_fem.s | intermediate |  | [0. 0.03448276 0.06896552 0.10344828 0.13793103 0.17241379 0.20689655 0.24137931 0.27586207 0.31034483 0.34482759 0.37931034 0.4137931 0.44827586 0.48275862 0.51724138 0.55172414 0.5862069 0.62068966 0.65517241 0.68965517 0.72413793 0.75862069 0.79310345 0.82758621 0.86206897 0.89655172 0.93103448 0.96551724 1. ] | 1D array of the non-dimensional spanwise grid defined along blade axis (0-blade root, 1-blade tip)
blade.internal_structure_2d_fem.coord_xy_dim | intermediate | m | [[[ 2.50000000e+00 2.16840434e-18] [ 2.49655057e+00 -1.12293314e-01] [ 2.48857837e+00 -2.24079889e-01] ... [ 2.48883653e+00 2.20972216e-01] [ 2.49663623e+00 1.10732888e-01] [ 2.50000000e+00 -3.46944695e-17]] [[ 4.27795044e+00 -2.22837250e-02] [ 4.18591520e+00 -2.90828693e-02] [ 4.09247003e+00 -3.49149043e-02] ... [ 4.10726861e+00 1.30194902e-01] [ 4.19276834e+00 7.86049754e-02] [ 4.27795044e+00 2.15551328e-02]] [[ 5.07500000e+00 -2.46936952e-02] [ 4.94941847e+00 2.73229340e-03] [ 4.82178057e+00 1.75324093e-02] ... [ 4.84112322e+00 9.93630208e-02] [ 4.95798156e+00 6.14523324e-02] [ 5.07500000e+00 2.38863062e-02]] ... [[ 1.24564656e+00 -2.74786604e-03] [ 1.20495561e+00 1.82505457e-03] [ 1.16420928e+00 5.29798976e-03] ... [ 1.16577368e+00 2.06170717e-02] [ 1.20577529e+00 1.17616651e-02] [ 1.24564656e+00 2.64592695e-03]] [[ 9.89716990e-01 -2.18329162e-03] [ 9.57386368e-01 1.45008028e-03] [ 9.25011748e-01 4.20946891e-03] ... [ 9.26254724e-01 1.63811042e-02] [ 9.58037635e-01 9.34512256e-03] [ 9.89716990e-01 2.10229686e-03]] [[ 3.62500000e-01 -7.99666188e-04] [ 3.50658382e-01 5.31115568e-04] [ 3.38800649e-01 1.54178669e-03] ... [ 3.39255910e-01 5.99984677e-03] [ 3.50896919e-01 3.42280365e-03] [ 3.62500000e-01 7.70000535e-04]]] | 3D array of the dimensional x and y airfoil coordinates of the airfoils interpolated along span for n_span stations. The origin is placed at the pitch axis.
blade.internal_structure_2d_fem.twist | intermediate | rad | [ 0.97738438 0.66076487 0.48378032 0.35172297 0.23757181 0.15461066 0.11998401 0.08951877 0.08011156 0.06839539 0.05069348 0.03689154 0.02589658 -0.00260522 -0.01628047 -0.02163829 -0.02589926 -0.03262599 -0.03850517 -0.04566013 -0.04813058 -0.04991932 -0.05373845 -0.05934119 -0.05934119 -0.05135876 -0.03840534 -0.02422526 -0.01097925 -0.00418879] | 1D array of the twist values defined along blade span. The twist is defined positive for negative rotations around the z axis (the same as in BeamDyn).
blade.internal_structure_2d_fem.chord | intermediate | m | [5. 6.45057184 7. 7. 7. 6.98980714 6.72049092 6.4708953 6.24487326 5.94201502 5.55704973 5.19612751 4.85662024 4.55786366 4.23832377 3.93496921 3.68586956 3.48067502 3.22630701 3.05296816 2.88965517 2.72413792 2.55862069 2.39310346 2.22758619 2.06206896 1.901718 1.71813319 1.36512688 0.5 ] | 1D array of the chord values defined along blade span.
blade.internal_structure_2d_fem.pitch_axis | intermediate |  | [0.5 0.33681067 0.275 0.275 0.275 0.275 0.275 0.275 0.275 0.275 0.275 0.275 0.275 0.275 0.275 0.275 0.275 0.275 0.275 0.275 0.275 0.275 0.275 0.275 0.275 0.275 0.275 0.275 0.275 0.275 ] | 1D array of the chordwise position of the pitch axis (0-LE, 1-TE), defined along blade span.
blade.interp_airfoils.s | intermediate |  | [0. 0.03448276 0.06896552 0.10344828 0.13793103 0.17241379 0.20689655 0.24137931 0.27586207 0.31034483 0.34482759 0.37931034 0.4137931 0.44827586 0.48275862 0.51724138 0.55172414 0.5862069 0.62068966 0.65517241 0.68965517 0.72413793 0.75862069 0.79310345 0.82758621 0.86206897 0.89655172 0.93103448 0.96551724 1. ] | 1D array of the non-dimensional spanwise grid defined along blade axis (0-blade root, 1-blade tip)
blade.interp_airfoils.pitch_axis | intermediate |  | [0.5 0.33681067 0.275 0.275 0.275 0.275 0.275 0.275 0.275 0.275 0.275 0.275 0.275 0.275 0.275 0.275 0.275 0.275 0.275 0.275 0.275 0.275 0.275 0.275 0.275 0.275 0.275 0.275 0.275 0.275 ] | 1D array of the chordwise position of the pitch axis (0-LE, 1-TE), defined along blade span.
blade.interp_airfoils.chord | intermediate | m | [5. 6.45057184 7. 7. 7. 6.98980714 6.72049092 6.4708953 6.24487326 5.94201502 5.55704973 5.19612751 4.85662024 4.55786366 4.23832377 3.93496921 3.68586956 3.48067502 3.22630701 3.05296816 2.88965517 2.72413792 2.55862069 2.39310346 2.22758619 2.06206896 1.901718 1.71813319 1.36512688 0.5 ] | 1D array of the chord values defined along blade span.
blade.interp_airfoils.r_thick_yaml | intermediate |  | [0. 0. 0. 0. 0. 0. 0. 0. 0. 0. 0. 0. 0. 0. 0. 0. 0. 0. 0. 0. 0. 0. 0. 0. 0. 0. 0. 0. 0. 0.] | 1D array of the relative thicknesses of the blade defined along span.
blade.pa.s | intermediate |  | [0. 0.03448276 0.06896552 0.10344828 0.13793103 0.17241379 0.20689655 0.24137931 0.27586207 0.31034483 0.34482759 0.37931034 0.4137931 0.44827586 0.48275862 0.51724138 0.55172414 0.5862069 0.62068966 0.65517241 0.68965517 0.72413793 0.75862069 0.79310345 0.82758621 0.86206897 0.89655172 0.93103448 0.96551724 1. ] | 1D array of the non-dimensional spanwise grid defined along blade axis (0-blade root, 1-blade tip)
blade.ps.s | intermediate |  | [0. 0.03448276 0.06896552 0.10344828 0.13793103 0.17241379 0.20689655 0.24137931 0.27586207 0.31034483 0.34482759 0.37931034 0.4137931 0.44827586 0.48275862 0.51724138 0.55172414 0.5862069 0.62068966 0.65517241 0.68965517 0.72413793 0.75862069 0.79310345 0.82758621 0.86206897 0.89655172 0.93103448 0.96551724 1. ] | 1D array of the non-dimensional spanwise grid defined along blade axis (0-blade root, 1-blade tip)
high_level_tower_props.rotor_diameter | intermediate | m | [250.] | Diameter of the rotor used in WISDEM. It is defined as two times the blade length plus the hub diameter.
tower_grid.ref_axis | intermediate | m | [[ 0. 0. 15. ] [ 0. 0. 49.83993007] [ 0. 0. 99.61125874] [ 0. 0. 129.47405594] [ 0. 0. 157.346 ]] | 2D array of the coordinates (x,y,z) of the tower reference axis. The coordinate system is the global coordinate system of OpenFAST: it is placed at tower base with x pointing downwind, y pointing on the side and z pointing vertically upwards. A standard tower configuration will have zero x and y values and positive z values.
financese.plant_aep | output | USD/kW/h | [2.62644883e+09]
financese.capacity_factor | output |  | [0.49970488] | Capacity factor of the wind farm
financese.lcoe | output | USD/kW/h | [0.09063735] | Levelized cost of energy: LCOE is the cost that, if assigned to every unit of electricity by an asset over an evaluation period, will equal the total costs during that same period when discounted to the base year.
financese.lvoe | output | USD/kW/h | [0.04] | Levelized value of energy: LVOE is the discounted sum of total value divided by the discounted sum of electrical energy generated.
financese.value_factor | output |  | [0.56338028] | Value factor is the LVOE divided by a benchmark price.
financese.nvoc | output | USD/kW/year | [-221.66067771] | Net value of capacity: NVOC is the difference in an asset’s total annualized value and annualized cost, divided by the installed capacity of the asset. NVOC ≥ 0 for economic viability.
financese.nvoe | output | USD/kW/h | [-0.05063735] | Net value of energy: NVOE is the difference between LVOE and LCOE. NVOE ≥ 0 for economic viability.
financese.slcoe | output | USD/kW/h | [0.12163735] | System LCOE: SLCOE is the negative of NVOE but further adjusted by a benchmark price. System LCOE ≤ benchmark price for economic viability.
financese.bcr | output |  | [0.44131917] | Benefit cost ratio: BCR is the discounted sum of total value divided by the discounted sum of total cost. A higher BCR is more competitive. BCR ≥ 1 for economic viability
financese.cbr | output |  | [2.26593373] | Cost benefit ratio: CBR is the inverse of BCR. CBR ≤ 1 for economic viability. A lower CBR is more competitive.
financese.roi | output |  | [-0.55868083] | Return on investment: ROI can also be expressed as BCR – 1. A higher ROI is more competitive. ROI ≥ 0 for economic viability.
financese.pm | output |  | [-1.26593373] | Profit margin: PM can also be expressed as 1 - CBR. A higher PM is more competitive. PM ≥ 0 for economic viability.
financese.plcoe | output | USD/kW/h | [0.16088129] | Profitability adjusted PLCOE is the product of a benchmark price and CBR, which is equal to LCOE divided by value factor. A lower PLCOE is more competitive. PLCOE ≤ benchmark price for economic viability.
orbit.bos_capex | output | USD | [9.52276854e+08] | Total BOS CAPEX not including commissioning or decommissioning.
orbit.total_capex | output | USD | [2.27052685e+09] | Total BOS CAPEX including commissioning and decommissioning.
orbit.total_capex_kW | output | USD/kW | [3784.21142324] | Total BOS CAPEX including commissioning and decommissioning.
orbit.installation_time | output | h | [9501.08932022] | Total balance of system installation time.
orbit.installation_capex | output | USD | [2.31217976e+08] | Total balance of system installation cost.
drivese.bear1.mb_max_defl_ang | output | rad | [0.00872665]
drivese.bear1.mb_mass | output | kg | [17762.1169806]
drivese.bear1.mb_I | output | kg*m**2 | [10644.6303412 5540.12835047 5540.12835047]
drivese.bear2.mb_max_defl_ang | output | rad | [0.078]
drivese.bear2.mb_mass | output | kg | [9138.56161978]
drivese.bear2.mb_I | output | kg*m**2 | [7438.80441996 3853.59440322 3853.59440322]
drivese.mb1_deflection | output | m | [0.00014513]
drivese.mb2_deflection | output | m | [0.00014244]
drivese.stator_deflection | output | m | [0.00030437]
drivese.mb1_angle | output | rad | [3.67077644e-05]
drivese.mb2_angle | output | rad | [3.73653575e-05]
drivese.stator_angle | output | rad | [7.7287168e-05]
drivese.base_F | output | N | [[ 2936516.27518317] [ 9931.76288799] [-3823709.29465613]]
drivese.base_M | output | N*m | [[18953767.83774048] [ -268560.03813297] [ 1984311.7970109 ]]
drivese.bedplate_axial_stress | output | Pa | [[9.84757549e+04] [1.54733001e+06] [3.18992294e+06] [4.75933772e+06] [8.14270257e+06] [1.25415538e+07] [1.14195792e+07] [8.44515939e+06] [7.99073297e+06] [5.02670167e+05] [8.70193053e+00] [9.84745090e+04] [2.98311420e+06] [4.26043332e+06] [5.82984912e+06] [1.06454741e+07] [2.06624607e+07] [2.31600766e+07] [8.44319079e+06] [7.99008149e+06] [5.02672783e+05] [9.73199381e+00]]
drivese.bedplate_shear_stress | output | Pa | [[1.36176868e+05] [4.83271812e+05] [5.80694589e+05] [6.82213153e+05] [9.42638335e+05] [9.92541700e+06] [9.82911130e+06] [7.77510420e+06] [7.76877284e+06] [3.07681357e+05] [2.05059195e+01] [1.36175158e+05] [2.46873608e+06] [2.56642139e+06] [2.66794005e+06] [2.92690264e+06] [6.85238059e+06] [6.84080080e+06] [7.77509689e+06] [7.76876985e+06] [3.07679833e+05] [1.95310337e+01]]
drivese.bedplate_bending_stress | output | Pa | [[0.] [0.] [0.] [0.] [0.] [0.] [0.] [0.] [0.] [0.] [0.] [0.] [0.] [0.] [0.] [0.] [0.] [0.] [0.] [0.] [0.] [0.]]
drivese.constr_bedplate_vonmises | output |  | [[1.30021148e-03] [8.94911913e-03] [1.70145023e-02] [2.49455654e-02] [4.22460350e-02] [1.08249703e-01] [1.04281501e-01] [8.08614027e-02] [7.96093756e-02] [3.72662793e-03] [1.86018656e-07] [1.30019513e-03] [2.65220000e-02] [3.13212999e-02] [3.78425985e-02] [5.99800270e-02] [1.21215102e-01] [1.32337036e-01] [8.08560283e-02] [7.96076609e-02] [3.72662729e-03] [1.79064882e-07]]
drivese.constr_mb1_defl | output |  | [0.0042064]
drivese.constr_mb2_defl | output |  | [0.00047904]
drivese.constr_stator_deflection | output |  | [5.34176146]
drivese.constr_stator_angle | output |  | [0.13563898]
drivese.drivetrain_spring_constant | output | N*m/rad | [3.4110541e+09]
drivese.drivetrain_damping_coefficient | output | N*m*s/rad | [11512081.08249291]
drivese.stage_ratios | output |  | [0. 0. 0.]
drivese.D_gearbox | output | m | [3.]
drivese.generator_efficiency | output |  | [0.96825176 0.96825176 0.96825176 0.96825176 0.96825176 0.96825176 0.96825176 0.96825176 0.96825176 0.96825176 0.96825176 0.96825176 0.96825176 0.96825176 0.96825176 0.96825176 0.96825176 0.96825176 0.96825176 0.96825176]
drivese.hss_axial_stress | output | Pa | [[1.60266162e+07] [1.40254504e-03]]
drivese.hss_shear_stress | output | Pa | [[1.49876275e+09] [1.01879118e+09]]
drivese.hss_bending_stress | output | Pa | [[0.] [0.]]
drivese.constr_hss_vonmises | output |  | [[9.3937106 ] [6.38529826]]
drivese.hub_system_cost | output | USD | [21193.4049698]
drivese.constr_hub_diameter | output | m | [3.07179677]
drivese.spinner.spinner_diameter | output | m | [11.]
drivese.L_lss | output | m | [5.05746282]
drivese.constr_length | output | m | [2.43327756]
drivese.torq_deflection | output | m | [7.83862333e-06]
drivese.torq_angle | output | rad | [1.89922866e-07]
drivese.lss_axial_stress | output | Pa | [[ 780392.37288389] [39081725.09840725] [39076123.56314358] [73796919.93494749]]
drivese.lss_shear_stress | output | Pa | [[1.56304016e+08] [1.56886218e+08] [1.57295918e+08] [2.01535506e+08]]
drivese.constr_lss_vonmises | output |  | [[0.97964325] [0.99340577] [0.99594461] [1.29104741]]
drivese.lss_axial_load2stress | output | m**2 | [1.78442398 0. 0. 0. 5.6421079 5.6421079 ]
drivese.lss_shear_load2stress | output | m**2 | [0. 2.79123798 2.79123798 2.82105395 0. 0. ]
drivese.constr_shaft_deflection | output |  | [0.13756784]
drivese.constr_shaft_angle | output |  | [0.00033331]
drivese.hub_E | output | Pa | [1.18e+11]
drivese.hub_G | output | Pa | [4.76e+10]
drivese.hub_rho | output | kg/m**3 | [7200.]
drivese.hub_Xy | output | Pa | [2.65e+08]
drivese.hub_wohler_exp | output |  | [3.]
drivese.hub_wohler_A | output |  | [3.55346484e+10]
drivese.hub_mat_cost | output | USD/kg | [0.5]
drivese.spinner_rho | output | kg/m**3 | [1940.]
drivese.spinner_Xt | output | Pa | [38100000.]
drivese.spinner_mat_cost | output | USD/kg | [1.87]
drivese.lss_Xt | output | Pa | [8.14e+08]
drivese.lss_wohler_exp | output |  | [3.]
drivese.lss_wohler_A | output |  | [3.55346484e+10]
drivese.lss_cost | output | USD/kg | [0.9]
drivese.hss_Xt | output | Pa | [8.14e+08]
drivese.hss_wohler_exp | output |  | [3.]
drivese.hss_wohler_A | output |  | [3.55346484e+10]
drivese.hss_cost | output | USD/kg | [0.9]
drivese.bedplate_mat_cost | output | USD/kg | [0.7]
drivese.cover_length | output | m | [13.7406149]
drivese.cover_height | output | m | [4.83428335]
drivese.cover_width | output | m | [1.35597344]
drivese.mean_bearing_mass | output | kg | [13450.33930019]
drivese.total_bedplate_mass | output | kg | [47907.97374641]
drivese.above_yaw_mass | output | kg | [318105.467404]
drivese.above_yaw_cm | output | m | [-1.18045612 -0.28580153 2.74330306]
drivese.nacelle_I | output | kg*m**2 | [2621884.29673866 3834599.07599112 4627037.92358788 100049.69765727 -30442.52429622 -62043.29125536]
drivese.above_yaw_I | output | kg*m**2 | [2457921.26050746 3642362.79075838 4595243.64935397 107321.20480775 -100239.02799123 -78941.79974579]
drivese.above_yaw_I_TT | output | kg*m**2 | [ 4.87787495e+06 6.47960537e+06 5.06449985e+06 -4.36557457e-11 9.29897464e+05 1.70465683e+05]
drivese.rotor_mass | output | kg | [298238.3720092]
drivese.rna_mass | output | kg | [641430.46912721]
drivese.rna_cm | output | m | [-9.24820782 -0.14173794 4.02780718]
drivese.rna_I_TT | output | kg*m**2 | [4.01089577e+08 3.14728250e+08 3.05626256e+08 5.73450085e+02 1.26745780e+07 1.69133022e+05]
drivese.hss_rpm | output | rpm | [600. 614.25767624 628.51535248 642.77302873 657.03070497 671.28838121 685.54605745 699.80373369 714.06140994 728.31908618 742.57676242 756.83443866 771.0921149 785.34979115 799.60746739 813.86514363 828.12281987 842.38049611 856.63817236 870.8958486 ]
fixedse.env.Px | output | N/m | [ 0. 0. 0. 10649.0248982 11433.68047893 13913.64689071 18484.29060266 25921.2568732 37508.26520196 55196.80811561 64659.46441983 75920.48624405 89398.02287441 701.04180164 826.11394871 910.03490411 944.30581102 975.12490668 1003.22006519]
fixedse.env.Py | output | N/m | [0. 0. 0. 0. 0. 0. 0. 0. 0. 0. 0. 0. 0. 0. 0. 0. 0. 0. 0.]
fixedse.env.Pz | output | N/m | [0. 0. 0. 0. 0. 0. 0. 0. 0. 0. 0. 0. 0. 0. 0. 0. 0. 0. 0.]
fixedse.env.qdyn | output | N/m**2 | [0.00000000e+00 0.00000000e+00 0.00000000e+00 6.06065524e+05 5.22520878e+05 4.39444752e+05 3.56941795e+05 2.75206472e+05 1.94558238e+05 1.15502979e+05 8.44923057e+04 5.39280260e+04 2.38934955e+04 9.98704228e+01 1.17946236e+02 1.30000789e+02 1.34900394e+02 1.39293640e+02 1.43287363e+02]
fixedse.env.wave.U | output | m/s | [0. 0. 0. 0.19723058 0.21155802 0.25662194 0.33896949 0.47056464 0.67052636 0.96790634 1.12320999 1.30436285 1.51553391 0. 0. 0. 0. 0. 0. ]
fixedse.env.wave.W | output | m/s | [ 0. 0. 0. -0. -0.07653036 -0.16417953 -0.27568172 -0.42723668 -0.64086325 -0.94759843 -1.10575802 -1.28936517 -1.50264538 0. 0. 0. 0. 0. 0. ]
fixedse.env.wave.V | output | m/s | [0. 0. 0. 0.19723058 0.22497487 0.30464691 0.43692188 0.63558026 0.92752968 1.35454253 1.5761667 1.83407334 2.1341945 0. 0. 0. 0. 0. 0. ]
fixedse.env.wave.A | output | m/s**2 | [0. 0. 0. 0.13113611 0.14066225 0.17062468 0.22537652 0.31287247 0.44582449 0.64354866 0.7468081 0.86725434 1.0076593 0. 0. 0. 0. 0. 0. ]
fixedse.env.wave.p | output | N/m**2 | [ 0. 0. 0. 606045.58749872 522497.9397257 439411.00141952 356882.90817242 275092.98807385 194327.81561429 115022.84701532 83845.73531996 53056.07775107 22716.363445 0. 0. 0. 0. 0. 0. ]
fixedse.env.wave.phase_speed | output | m/s | [14.62343118]
fixedse.env.waveLoads.waveLoads_Px | output | N/m | [ 0. 0. 0. 10649.0248982 11433.68047893 13913.64689071 18484.29060266 25921.2568732 37508.26520196 55196.80811561 64659.46441983 75920.48624405 89398.02287441 0. 0. 0. 0. 0. 0. ]
fixedse.env.waveLoads.waveLoads_Py | output | N/m | [0. 0. 0. 0. 0. 0. 0. 0. 0. 0. 0. 0. 0. 0. 0. 0. 0. 0. 0.]
fixedse.env.waveLoads.waveLoads_Pz | output | N/m | [0. 0. 0. 0. 0. 0. 0. 0. 0. 0. 0. 0. 0. 0. 0. 0. 0. 0. 0.]
fixedse.env.waveLoads.waveLoads_qdyn | output | N/m**2 | [ 0. 0. 0. 19.93619948 22.93785871 33.75059485 58.88641122 113.48342989 230.4228719 480.13187289 646.57035405 871.94825586 1177.1320501 0. 0. 0. 0. 0. 0. ]
fixedse.env.waveLoads.waveLoads_pt | output | N/m**2 | [ 0. 0. 0. 606065.5236982 522520.87758442 439444.75201437 356941.79458363 275206.47150374 194558.23848618 115502.97888821 84492.305674 53928.02600694 23893.4954951 0. 0. 0. 0. 0. 0. ]
fixedse.env.waveLoads.waveLoads_z | output | m | [-90. -80. -70. -60. -51.66666667 -43.33333333 -35. -26.66666667 -18.33333333 -10. -6.66666667 -3.33333333 0. 3.33333333 6.66666667 10. 11.66666667 13.33333333 15. ]
fixedse.env.waveLoads.waveLoads_beta | output | deg | [0.]
fixedse.env.wind.U | output | m/s | [ 0. 0. 0. 0. 0. 0. 0. 0. 0. 0. 0. 0. 0. 12.76925023 13.87678939 14.56867141 14.84067187 15.08039081 15.29504994]
fixedse.env.windLoads.windLoads_Px | output | N/m | [ 0. 0. 0. 0. 0. 0. 0. 0. 0. 0. 0. 0. 0. 701.04180164 826.11394871 910.03490411 944.30581102 975.12490668 1003.22006519]
fixedse.env.windLoads.windLoads_Py | output | N/m | [0. 0. 0. 0. 0. 0. 0. 0. 0. 0. 0. 0. 0. 0. 0. 0. 0. 0. 0.]
fixedse.env.windLoads.windLoads_Pz | output | N/m | [0. 0. 0. 0. 0. 0. 0. 0. 0. 0. 0. 0. 0. 0. 0. 0. 0. 0. 0.]
fixedse.env.windLoads.windLoads_qdyn | output | N/m**2 | [ 0. 0. 0. 0. 0. 0. 0. 0. 0. 0. 0. 0. 0. 99.87042277 117.94623639 130.0007894 134.90039427 139.29363962 143.28736348]
fixedse.env.windLoads.windLoads_z | output | m | [-90. -80. -70. -60. -51.66666667 -43.33333333 -35. -26.66666667 -18.33333333 -10. -6.66666667 -3.33333333 0. 3.33333333 6.66666667 10. 11.66666667 13.33333333 15. ]
fixedse.env.windLoads.windLoads_beta | output | deg | [0.]
fixedse.g2e.Px | output | N/m | [0. 0. 0. 0. 0. 0. 0. 0. 0. 0. 0. 0. 0. 0. 0. 0. 0. 0. 0.]
fixedse.g2e.Py | output | N/m | [0. 0. 0. 0. 0. 0. 0. 0. 0. 0. 0. 0. 0. 0. 0. 0. 0. 0. 0.]
fixedse.g2e.Pz | output | N/m | [ 0. 0. 0. -10649.0248982 -11433.68047893 -13913.64689071 -18484.29060266 -25921.2568732 -37508.26520196 -55196.80811561 -64659.46441983 -75920.48624405 -89398.02287441 -701.04180164 -826.11394871 -910.03490411 -944.30581102 -975.12490668 -1003.22006519]
fixedse.g2e.qdyn | output | Pa | [0.00000000e+00 0.00000000e+00 0.00000000e+00 6.06065524e+05 5.22520878e+05 4.39444752e+05 3.56941795e+05 2.75206472e+05 1.94558238e+05 1.15502979e+05 8.44923057e+04 5.39280260e+04 2.38934955e+04 9.98704228e+01 1.17946236e+02 1.30000789e+02 1.34900394e+02 1.39293640e+02 1.43287363e+02]
fixedse.constr_d_to_t | output |  | [66.68662441 50. 50. 56.30712217 62.70333078 68.49964321]
fixedse.constr_taper | output |  | [1. 1. 1. 1. 1. 1.]
fixedse.slope | output |  | [1. 1. 1. 1. 1. 1.]
fixedse.thickness_slope | output |  | [1.33373249 1. 0.88798713 0.89799252 0.91538186]
fixedse.member.nu_full | output |  | [0.26103405 0.26103405 0.26103405 0.26103405 0.26103405 0.26103405 0.26103405 0.26103405 0.26103405 0.26103405 0.26103405 0.26103405 0.26103405 0.26103405 0.26103405 0.26103405 0.26103405 0.26103405]
fixedse.member.nodes_r | output | m | [5. 5. 5. 5. 5. 5. 5. 5. 5. 5. 5. 5. 5. 5. 5. 5. 5. 5. 5.]
fixedse.member.center_of_buoyancy | output | m | [ 0. 0. -45.]
fixedse.member.displacement | output | m**3 | [7068.58347058]
fixedse.member.buoyancy_force | output | N | [71049783.69864926]
fixedse.member.idx_cb | output |  | [5.]
fixedse.member.Awater | output | m**2 | [78.53981634]
fixedse.member.Iwaterx | output | m**4 | [490.87385212]
fixedse.member.Iwatery | output | m**4 | [490.87385212]
fixedse.member.added_mass | output | kg | [7.24529806e+06 7.24529806e+06 1.70833333e+05 4.89082318e+09 4.89082318e+09 0.00000000e+00]
fixedse.member.waterline_centroid | output | m | [0. 0.]
fixedse.member.z_dim | output | m | [-90. -80. -70. -60. -51.66666667 -43.33333333 -35. -26.66666667 -18.33333333 -10. -6.66666667 -3.33333333 0. 3.33333333 6.66666667 10. 11.66666667 13.33333333 15. ]
fixedse.member.d_eff | output | m | [10. 10. 10. 10. 10. 10. 10. 10. 10. 10. 10. 10. 10. 10. 10. 10. 10. 10. 10.]
fixedse.monopile_section_height | output | m | [30. 25. 25. 10. 10. 5.]
fixedse.member.sigma_ult | output | Pa | [4.5e+08 4.5e+08 4.5e+08 4.5e+08 4.5e+08 4.5e+08]
fixedse.member.wohler_exp | output |  | [3. 3. 3. 3. 3. 3.]
fixedse.member.wohler_A | output |  | [3.55346484e+10 3.55346484e+10 3.55346484e+10 3.55346484e+10 3.55346484e+10 3.55346484e+10]
fixedse.member.ballast_density | output | kg/m**3 | []
fixedse.member.ballast_unit_cost | output | USD/kg | []
fixedse.z_param | output | m | [-90. -60. -35. -10. 0. 10. 15.]
fixedse.member.sec_loc | output |  | [0. 0.31428571 0.6 0.8 0.91428571 1. ] | normalized sectional location
fixedse.member.str_tw | output | deg | [0. 0. 0. 0. 0. 0.] | structural twist of section
fixedse.member.tw_iner | output | deg | [0. 0. 0. 0. 0. 0.] | inertial twist of section
fixedse.member.mass_den | output | kg/m | [38728.23708787 51390.67528225 51390.67528225 45738.57728135 41148.65451452 37718.38693965] | sectional mass per unit length
fixedse.member.foreaft_iner | output | kg*m | [469801.93707072 617202.01013978 617202.01013978 551785.24031139 498213.73962496 457914.89357839] | sectional fore-aft intertia per unit length about the Y_G inertia axis
fixedse.member.sideside_iner | output | kg*m | [469801.93707072 617202.01013978 617202.01013978 551785.24031139 498213.73962496 457914.89357839] | sectional side-side intertia per unit length about the Y_G inertia axis
fixedse.member.foreaft_stff | output | N*m**2 | [1.12581341e+13 1.47903669e+13 1.47903669e+13 1.32227472e+13 1.19389825e+13 1.09732781e+13] | sectional fore-aft bending stiffness per unit length about the Y_E elastic axis
fixedse.member.sideside_stff | output | N*m**2 | [1.12581341e+13 1.47903669e+13 1.47903669e+13 1.32227472e+13 1.19389825e+13 1.09732781e+13] | sectional side-side bending stiffness per unit length about the Y_E elastic axis
fixedse.member.tor_stff | output | N*m**2 | [8.92770036e+12 1.17287609e+13 1.17287609e+13 1.04856385e+13 9.46761312e+12 8.70180950e+12] | sectional torsional stiffness
fixedse.member.axial_stff | output | N | [9.28067028e+11 1.23150432e+12 1.23150432e+12 1.09605984e+12 9.86068884e+11 9.03867408e+11] | sectional axial stiffness
fixedse.member.cg_offst | output | m | [0. 0. 0. 0. 0. 0.] | offset from the sectional center of mass
fixedse.member.sc_offst | output | m | [0. 0. 0. 0. 0. 0.] | offset from the sectional shear center
fixedse.member.tc_offst | output | m | [0. 0. 0. 0. 0. 0.] | offset from the sectional tension center
fixedse.member.axial_load2stress | output | m**2 | [[0. 0. 0.21550168 0.08882467 0.08882467 0. ] [0. 0. 0.162403 0.06761158 0.06761158 0. ] [0. 0. 0.162403 0.06761158 0.06761158 0. ] [0. 0. 0.18247179 0.07562725 0.07562725 0. ] [0. 0. 0.20282559 0.08375923 0.08375923 0. ] [0. 0. 0.22127139 0.09113047 0.09113047 0. ]]
fixedse.member.shear_load2stress | output | m**2 | [[0.35243957 0.35243957 0. 0. 0. 0.04441233] [0.26492886 0.26492886 0. 0. 0. 0.03380579] [0.26492886 0.26492886 0. 0. 0. 0.03380579] [0.29800802 0.29800802 0. 0. 0. 0.03781362] [0.33155135 0.33155135 0. 0. 0. 0.04187962] [0.36194671 0.36194671 0. 0. 0. 0.04556524]]
fixedse.member.labor_hours | output | h | [1565.32361796]
fixedse.member.shell_cost | output | USD | [10999223.80299663]
fixedse.member.shell_mass | output | kg | [4788845.12940553]
fixedse.member.shell_z_cg | output | m | [53.4683713]
fixedse.member.shell_I_base | output | kg*m**2 | [1.77217628e+10 1.77217628e+10 1.15487446e+08 0.00000000e+00 0.00000000e+00 0.00000000e+00]
fixedse.member.section_D | output | m | [10. 10. 10. 10. 10. 10. 10. 10. 10. 10. 10. 10. 10. 10. 10. 10. 10. 10.]
fixedse.member.section_t | output | m | [0.16045197 0.16045197 0.16045197 0.214 0.214 0.214 0.214 0.214 0.214 0.19002925 0.19002925 0.19002925 0.17064484 0.17064484 0.17064484 0.15620519 0.15620519 0.15620519]
fixedse.member.section_sigma_y | output | Pa | [3.45e+08 3.45e+08 3.45e+08 3.45e+08 3.45e+08 3.45e+08 3.45e+08 3.45e+08 3.45e+08 3.45e+08 3.45e+08 3.45e+08 3.45e+08 3.45e+08 3.45e+08 3.45e+08 3.45e+08 3.45e+08]
fixedse.monopile_mass | output | kg | [4888845.12940553]
fixedse.monopile_cost | output | USD | [11499223.80299663]
fixedse.monopile_z_cg | output | m | [54.52243678]
fixedse.monopile_I_base | output | kg*m**2 | [1.88255128e+10 1.88255128e+10 1.17987446e+08 0.00000000e+00 0.00000000e+00 0.00000000e+00]
fixedse.structural_mass | output | kg | [6723311.7224381]
fixedse.structural_cost | output | USD | [16131573.92932823]
fixedse.monopile.section_L | output | m | [10. 10. 10. 8.33333333 8.33333333 8.33333333 8.33333333 8.33333333 8.33333333 3.33333333 3.33333333 3.33333333 3.33333333 3.33333333 3.33333333 1.66666667 1.66666667 1.66666667 11.61331002 11.61331002 11.61331002 16.59044289 16.59044289 16.59044289 9.95426573 9.95426573 9.95426573 9.29064802 9.29064802 9.29064802]
fixedse.f1 | output | Hz | [0.26595863]
fixedse.f2 | output | Hz | [0.26690882]
fixedse.structural_frequencies | output | Hz | [0.26595863 0.26690882 0.84691792 0.87853437 0.9361621 1.60888058]
fixedse.fore_aft_freqs | output | Hz | [0.26690882 0.87853437 1.71944408]
fixedse.side_side_freqs | output | Hz | [0.26595863 0.84691792 1.60888058]
fixedse.torsion_freqs | output | Hz | [4.88028994 0. 0. ]
fixedse.fore_aft_modes | output |  | [[ 1.08340471e+00 1.15317410e-02 -1.60977870e+00 2.84145361e+00 -1.32661136e+00] [-2.33213309e+00 2.22828141e+00 1.66354696e+00 -1.14906110e+00 5.89365817e-01] [-5.27835530e+00 1.13012820e+01 9.74052245e-01 9.84017394e+00 -1.58371529e+01]]
fixedse.side_side_modes | output |  | [[ 1.07572761e+00 1.24935502e-02 -1.58914802e+00 2.80226797e+00 -1.30134111e+00] [-2.35449722e+00 2.10936873e+00 2.06021617e+00 -2.05758358e+00 1.24249591e+00] [-4.44448451e+00 9.13357094e+00 -1.50658047e+00 1.26424022e+01 -1.48249082e+01]]
fixedse.torsion_modes | output |  | [[ -4.92245783 16.62880568 -43.46095967 59.60281332 -26.8482015 ] [ 0. 0. 0. 0. 0. ] [ 0. 0. 0. 0. 0. ]]
fixedse.tower_fore_aft_modes | output |  | [[ 6.17931495e-01 1.72803074e+00 -4.13320048e+00 4.73624955e+00 -1.94901130e+00] [ 1.51964587e-02 2.57812390e+00 -5.58789103e+00 6.65100102e+00 -2.65643034e+00] [ 7.86786535e+00 -9.09134632e+00 3.27042483e+01 -4.03317257e+01 9.85095834e+00]]
fixedse.tower_side_side_modes | output |  | [[ 0.60829972 1.74298611 -4.16936719 4.77504077 -1.9569594 ] [ -0.0305157 2.65505252 -5.82880298 6.89242417 -2.68815801] [ 4.02099768 -3.55091351 14.48115734 -17.11227897 3.16103746]]
fixedse.tower_torsion_modes | output |  | [[ -5.06715113 37.7473501 -100.16695334 115.90139495 -47.41464058] [ 0. 0. 0. 0. 0. ] [ 0. 0. 0. 0. 0. ]]
fixedse.monopile.monopile_deflection | output | m | [[3.47806621e-04] [4.88176466e-04] [2.91153411e-04] [4.41715315e-03] [1.15892520e-02] [2.13933586e-02] [3.37196426e-02] [4.84578904e-02] [6.54976241e-02] [8.47282171e-02] [9.30328568e-02] [1.01701877e-01] [1.10727367e-01] [1.20124276e-01] [1.29898492e-01] [1.40041273e-01] [1.45254004e-01] [1.50563420e-01] [1.55968333e-01] [1.96925527e-01] [2.43359961e-01] [2.94745232e-01] [3.81162185e-01] [4.84052864e-01] [6.00065847e-01] [6.78722787e-01] [7.65857288e-01] [8.59294803e-01] [9.51553310e-01] [1.04752651e+00] [1.14253198e+00]]
fixedse.monopile.top_deflection | output | m | [1.14253198]
fixedse.monopile.monopile_Fz | output | N | [[-68225005.364729 ] [-64427187.0044042 ] [-60576655.97526099] [-56285948.8867039 ] [-51981775.22807842] [-47648517.80578146] [-43265728.99481196] [-38804466.28052274] [-34222441.90314718] [-32529587.12701327] [-30802538.27988907] [-29034670.83101123] [-27540949.87099658] [-26193372.55498708] [-24845450.40026241] [-24227455.67430773] [-23609407.24913019] [-22991310.21965055]]
fixedse.monopile.monopile_Vx | output | N | [[ -7722284.33316047] [-15522967.66132709] [-12680455.30269201] [ 2938361.98325904] [ 2939045.90102647] [ 2939716.21131651] [ 2940383.05634986] [ 2941062.01426785] [ 2941777.45554148] [ 2938620.11145953] [ 2938756.01390328] [ 2938902.24179321] [ 2938690.80854479] [ 2938490.92611543] [ 2938565.92583087] [ 2937482.2010379 ] [ 2937500.19840788] [ 2937517.96984619]]
fixedse.monopile.monopile_Vy | output | N | [[215409.36534456] [445348.0663787 ] [405568.94982804] [ 9881.87637673] [ 9861.85955316] [ 9841.34385437] [ 9820.00767222] [ 9797.33906778] [ 9772.512109 ] [ 9867.02922477] [ 9862.11098022] [ 9856.77140031] [ 9862.6819132 ] [ 9868.29375681] [ 9865.11220118] [ 9900.08392624] [ 9899.29022676] [ 9898.49613814]]
fixedse.monopile.monopile_Mxx | output | N*m | [[ 2479131.58021586] [ 9242747.63251788] [16031410.32610142] [17554785.6688506 ] [17622306.66490263] [17686973.27931462] [17749450.21404864] [17810423.33720858] [17870610.7855912 ] [17894962.0848911 ] [17919302.50917139] [17943674.8426736 ] [17968117.52331397] [17992575.37936085] [18017046.59233179] [18029353.4684427 ] [18041663.37083088] [18053980.74307414]]
fixedse.monopile.monopile_Myy | output | N*m | [[9.35807646e+07] [3.40562875e+08] [5.70853107e+08] [5.99470200e+08] [5.74447589e+08] [5.49336117e+08] [5.24163169e+08] [4.98955272e+08] [4.73738400e+08] [4.63665562e+08] [4.53595310e+08] [4.43529051e+08] [4.33467963e+08] [4.23410519e+08] [4.13356596e+08] [4.08332941e+08] [4.03310183e+08] [3.98288452e+08]]
fixedse.monopile.monopile_Mzz | output | N*m | [[ 394141.18461134] [ 826790.70041962] [1340226.04002089] [1984541.88960101] [1984525.59014934] [1984509.23981014] [1984492.77926208] [1984476.13083917] [1984459.18461285] [1984457.84366257] [1984450.61878161] [1984443.24801911] [1984449.52517509] [1984442.43912989] [1984436.04641721] [1984440.37103531] [1984437.1727399 ] [1984433.97417692]]
fixedse.monopile.mudline_F | output | N | [[ 2.93836198e+06] [ 9.88187638e+03] [-6.05766560e+07]]
fixedse.monopile.mudline_M | output | N*m | [[1.74837598e+07] [6.24375473e+08] [1.98454189e+06]]
fixedse.monopile.monopile_tower_z_full | output | m | [-90. -80. -70. -60. -51.66666667 -43.33333333 -35. -26.66666667 -18.33333333 -10. -6.66666667 -3.33333333 0. 3.33333333 6.66666667 10. 11.66666667 13.33333333 15. 26.61331002 38.22662005 49.83993007 66.43037296 83.02081585 99.61125874 109.56552448 119.51979021 129.47405594 138.76470396 148.05535198 157.346 ]
fixedse.monopile.monopile_tower_outer_diameter_full | output | m | [10. 10. 10. 10. 10. 10. 10. 10. 10. 10. 10. 10. 10. 10. 10. 10. 10. 10. 10. 10. 10. 10. 10. 10. 10. 10. 10. 10. 8.66633333 7.33266667 5.999 ]
fixedse.monopile.monopile_tower_t_full | output | m | [0.14995511 0.14995511 0.14995511 0.2 0.2 0.2 0.2 0.2 0.2 0.17759743 0.17759743 0.17759743 0.15948116 0.15948116 0.15948116 0.14598616 0.14598616 0.14598616 0.11014885 0.11014885 0.11014885 0.04927117 0.04927117 0.04927117 0.01611757 0.01611757 0.01611757 0.01259845 0.01259845 0.01259845]
fixedse.monopile.monopile_tower_rho_sec | output | kg/m**3 | [7800. 7800. 7800. 7800. 7800. 7800. 7800. 7800. 7800. 7800. 7800. 7800. 7800. 7800. 7800. 7800. 7800. 7800. 7800. 7800. 7800. 7800. 7800. 7800. 7800. 7800. 7800. 7800. 7800. 7800.]
fixedse.monopile.monopile_tower_E_sec | output | Pa | [2.e+11 2.e+11 2.e+11 2.e+11 2.e+11 2.e+11 2.e+11 2.e+11 2.e+11 2.e+11 2.e+11 2.e+11 2.e+11 2.e+11 2.e+11 2.e+11 2.e+11 2.e+11 2.e+11 2.e+11 2.e+11 2.e+11 2.e+11 2.e+11 2.e+11 2.e+11 2.e+11 2.e+11 2.e+11 2.e+11]
fixedse.monopile.monopile_tower_G_sec | output | Pa | [7.93e+10 7.93e+10 7.93e+10 7.93e+10 7.93e+10 7.93e+10 7.93e+10 7.93e+10 7.93e+10 7.93e+10 7.93e+10 7.93e+10 7.93e+10 7.93e+10 7.93e+10 7.93e+10 7.93e+10 7.93e+10 7.93e+10 7.93e+10 7.93e+10 7.93e+10 7.93e+10 7.93e+10 7.93e+10 7.93e+10 7.93e+10 7.93e+10 7.93e+10 7.93e+10]
fixedse.monopile.monopile_tower_A_sec | output | m**2 | [4.9651586 4.9651586 4.9651586 6.58854811 6.58854811 6.58854811 6.58854811 6.58854811 6.58854811 5.86392016 5.86392016 5.86392016 5.27546853 5.27546853 5.27546853 4.83569063 4.83569063 4.83569063 3.66187393 3.66187393 3.66187393 1.64809201 1.64809201 1.64809201 0.54091957 0.54091957 0.54091957 0.39472352 0.3382431 0.28176268]
fixedse.monopile.monopile_tower_Asx_sec | output | m**2 | [2.83736587 2.83736587 2.83736587 3.77459819 3.77459819 3.77459819 3.77459819 3.77459819 3.77459819 3.35561442 3.35561442 3.35561442 3.01612407 3.01612407 3.01612407 2.76283763 2.76283763 2.76283763 2.08853359 2.08853359 2.08853359 0.93730421 0.93730421 0.93730421 0.30717363 0.30717363 0.30717363 0.22412684 0.19207599 0.16002519]
fixedse.monopile.monopile_tower_Asy_sec | output | m**2 | [2.83736587 2.83736587 2.83736587 3.77459819 3.77459819 3.77459819 3.77459819 3.77459819 3.77459819 3.35561442 3.35561442 3.35561442 3.01612407 3.01612407 3.01612407 2.76283763 2.76283763 2.76283763 2.08853359 2.08853359 2.08853359 0.93730421 0.93730421 0.93730421 0.30717363 0.30717363 0.30717363 0.22412684 0.19207599 0.16002519]
fixedse.monopile.monopile_tower_J0_sec | output | kg*m**2 | [120.46203515 120.46203515 120.46203515 158.25692568 158.25692568 158.25692568 158.25692568 158.25692568 158.25692568 141.48339495 141.48339495 141.48339495 127.74711272 127.74711272 127.74711272 117.41407528 117.41407528 117.41407528 89.55230654 89.55230654 89.55230654 40.79828352 40.79828352 40.79828352 13.47946788 13.47946788 13.47946788 8.57271895 5.3941957 3.1181051 ]
fixedse.monopile.monopile_tower_Ixx_sec | output | kg*m**2 | [60.23101757 60.23101757 60.23101757 79.12846284 79.12846284 79.12846284 79.12846284 79.12846284 79.12846284 70.74169748 70.74169748 70.74169748 63.87355636 63.87355636 63.87355636 58.70703764 58.70703764 58.70703764 44.77615327 44.77615327 44.77615327 20.39914176 20.39914176 20.39914176 6.73973394 6.73973394 6.73973394 4.28635948 2.69709785 1.55905255]
fixedse.monopile.monopile_tower_Iyy_sec | output | kg*m**2 | [60.23101757 60.23101757 60.23101757 79.12846284 79.12846284 79.12846284 79.12846284 79.12846284 79.12846284 70.74169748 70.74169748 70.74169748 63.87355636 63.87355636 63.87355636 58.70703764 58.70703764 58.70703764 44.77615327 44.77615327 44.77615327 20.39914176 20.39914176 20.39914176 6.73973394 6.73973394 6.73973394 4.28635948 2.69709785 1.55905255]
fixedse.monopile.monopile_tower_sigma_y_full | output | Pa | [3.45e+08 3.45e+08 3.45e+08 3.45e+08 3.45e+08 3.45e+08 3.45e+08 3.45e+08 3.45e+08 3.45e+08 3.45e+08 3.45e+08 3.45e+08 3.45e+08 3.45e+08 3.45e+08 3.45e+08 3.45e+08 3.45e+08 3.45e+08 3.45e+08 3.45e+08 3.45e+08 3.45e+08 3.45e+08 3.45e+08 3.45e+08 3.45e+08 3.45e+08 3.45e+08]
fixedse.monopile.monopile_tower_bending_height | output | m | [217.346]
fixedse.monopile.monopile_tower_qdyn | output | Pa | [[0.00000000e+00] [0.00000000e+00] [0.00000000e+00] [6.06065524e+05] [5.22520878e+05] [4.39444752e+05] [3.56941795e+05] [2.75206472e+05] [1.94558238e+05] [1.15502979e+05] [8.44923057e+04] [5.39280260e+04] [2.38934955e+04] [9.98704228e+01] [1.17946236e+02] [1.30000789e+02] [1.34900394e+02] [1.39293640e+02] [1.43287363e+02] [1.64425709e+02] [1.79355131e+02] [1.91145717e+02] [2.04792475e+02] [2.16048308e+02] [2.25704393e+02] [2.30923287e+02] [2.35793347e+02] [2.40364237e+02] [2.44395358e+02] [2.48226290e+02] [2.51878651e+02]]
fixedse.monopile.monopile_tower_Fz | output | N | [[-6.82250054e+07] [-6.44271870e+07] [-6.05766560e+07] [-5.62859489e+07] [-5.19817752e+07] [-4.76485178e+07] [-4.32657290e+07] [-3.88044663e+07] [-3.42224419e+07] [-3.25295871e+07] [-3.08025383e+07] [-2.90346708e+07] [-2.75409499e+07] [-2.61933726e+07] [-2.48454504e+07] [-2.42274557e+07] [-2.36094072e+07] [-2.29913102e+07] [-1.87463197e+07] [-1.54810992e+07] [-1.22143973e+07] [-1.01015644e+07] [-7.98719790e+06] [-5.87131348e+06] [-5.44400550e+06] [-5.01614277e+06] [-4.58790104e+06] [-4.29176823e+06] [-4.03665261e+06] [-8.99308361e-09]]
fixedse.monopile.monopile_tower_Vx | output | N | [[-7.72228433e+06] [-1.55229677e+07] [-1.26804553e+07] [ 2.93836198e+06] [ 2.93904590e+06] [ 2.93971621e+06] [ 2.94038306e+06] [ 2.94106201e+06] [ 2.94177746e+06] [ 2.93862011e+06] [ 2.93875601e+06] [ 2.93890224e+06] [ 2.93869081e+06] [ 2.93849093e+06] [ 2.93856593e+06] [ 2.93748220e+06] [ 2.93750020e+06] [ 2.93751797e+06] [ 2.94226964e+06] [ 2.94303979e+06] [ 2.94373832e+06] [ 2.94201537e+06] [ 2.94306675e+06] [ 2.94390578e+06] [ 2.93820202e+06] [ 2.93838547e+06] [ 2.93852135e+06] [ 2.93798211e+06] [ 2.93783018e+06] [ 1.08420743e+03]]
fixedse.monopile.monopile_tower_Vy | output | N | [[ 2.15409365e+05] [ 4.45348066e+05] [ 4.05568950e+05] [ 9.88187638e+03] [ 9.86185955e+03] [ 9.84134385e+03] [ 9.82000767e+03] [ 9.79733907e+03] [ 9.77251211e+03] [ 9.86702922e+03] [ 9.86211098e+03] [ 9.85677140e+03] [ 9.86268191e+03] [ 9.86829376e+03] [ 9.86511220e+03] [ 9.90008393e+03] [ 9.89929023e+03] [ 9.89849614e+03] [ 9.73485562e+03] [ 9.69641807e+03] [ 9.65770692e+03] [ 9.70263267e+03] [ 9.62324124e+03] [ 9.54322733e+03] [ 9.83050157e+03] [ 9.80075223e+03] [ 9.77090018e+03] [ 9.79506923e+03] [ 9.77989960e+03] [-1.44230999e+02]]
fixedse.monopile.monopile_tower_Mxx | output | N*m | [[2.47913158e+06] [9.24274763e+06] [1.60314103e+07] [1.75547857e+07] [1.76223067e+07] [1.76869733e+07] [1.77494502e+07] [1.78104233e+07] [1.78706108e+07] [1.78949621e+07] [1.79193025e+07] [1.79436748e+07] [1.79681175e+07] [1.79925754e+07] [1.80170466e+07] [1.80293535e+07] [1.80416634e+07] [1.80539807e+07] [1.81385216e+07] [1.82224778e+07] [1.83076520e+07] [1.84285432e+07] [1.85444067e+07] [1.86605144e+07] [1.87315941e+07] [1.87972786e+07] [1.88586386e+07] [1.89115729e+07] [1.89564744e+07] [3.14220890e-03]]
fixedse.monopile.monopile_tower_Myy | output | N*m | [[ 9.35807646e+07] [ 3.40562875e+08] [ 5.70853107e+08] [ 5.99470200e+08] [ 5.74447589e+08] [ 5.49336117e+08] [ 5.24163169e+08] [ 4.98955272e+08] [ 4.73738400e+08] [ 4.63665562e+08] [ 4.53595310e+08] [ 4.43529051e+08] [ 4.33467963e+08] [ 4.23410519e+08] [ 4.13356596e+08] [ 4.08332941e+08] [ 4.03310183e+08] [ 3.98288452e+08] [ 3.63285581e+08] [ 3.28312918e+08] [ 2.93415233e+08] [ 2.43643432e+08] [ 1.93886766e+08] [ 1.44242942e+08] [ 1.14550184e+08] [ 8.48459269e+07] [ 5.51475859e+07] [ 2.74436028e+07] [-2.48434644e+05] [ 2.36211805e-02]]
fixedse.monopile.monopile_tower_Mzz | output | N*m | [[3.94141185e+05] [8.26790700e+05] [1.34022604e+06] [1.98454189e+06] [1.98452559e+06] [1.98450924e+06] [1.98449278e+06] [1.98447613e+06] [1.98445918e+06] [1.98445784e+06] [1.98445062e+06] [1.98444325e+06] [1.98444953e+06] [1.98444244e+06] [1.98443605e+06] [1.98444037e+06] [1.98443717e+06] [1.98443397e+06] [1.98446221e+06] [1.98443991e+06] [1.98441759e+06] [1.98449726e+06] [1.98446518e+06] [1.98443307e+06] [1.98458344e+06] [1.98456367e+06] [1.98454387e+06] [1.98460268e+06] [1.98462935e+06] [7.21386847e-10]]
fixedse.post.axial_stress | output | Pa | [[-5969538.80272855] [15305939.50660787] [35206968.79762983] [29352796.36579588] [28425776.58370874] [27497629.88345687] [26573201.79130049] [25658574.89937469] [24761825.46533737] [27248715.27725009] [26832083.51363451] [26422722.49943199] [28740292.84217488] [28209214.5451798 ] [27678514.76070265] [29800920.99316781] [29501417.54753542] [29202023.39829601]]
fixedse.post.shear_stress | output | Pa | [[2739056.76275101] [5507476.56098577] [4527008.02007137] [ 841161.29701264] [ 841341.95276327] [ 841519.00151527] [ 841695.12806463] [ 841874.4565872 ] [ 842063.43929766] [ 945867.70480914] [ 945907.94435272] [ 945951.25537111] [1052003.3976539 ] [1051936.85563842] [1051961.46800345] [1147724.13345918] [1147730.51034567] [1147736.80544562]]
fixedse.post.hoop_stress | output | Pa | [[-0.00000000e+00] [-0.00000000e+00] [-9.95259961e+06] [-1.38251834e+07] [-1.17840790e+07] [-9.75573520e+06] [-7.74381626e+06] [-5.75461770e+06] [-3.79824991e+06] [-2.76529091e+06] [-1.91390755e+06] [-1.07602110e+06] [-3.70117648e+05] [-3.36000334e+03] [-3.82478934e+03] [-4.47018385e+03] [-4.62699986e+03] [-4.76852922e+03]]
fixedse.post.hoop_stress_euro | output | Pa | [[0.] [0.] [0.] [0.] [0.] [0.] [0.] [0.] [0.] [0.] [0.] [0.] [0.] [0.] [0.] [0.] [0.] [0.]]
fixedse.post.constr_stress | output |  | [[0.03878873] [0.09174431] [0.21283106] [0.19441579] [0.18227953] [0.17036961] [0.1587591 ] [0.14754451] [0.1368527 ] [0.14639249] [0.14185789] [0.13748284] [0.14744268] [0.14380659] [0.14111385] [0.15194424] [0.1504245 ] [0.14890534]]
fixedse.post.constr_shell_buckling | output |  | [[0.05350601] [0.06015564] [0.08736956] [0.05950047] [0.05153376] [0.04373279] [0.03617671] [0.02901147] [0.02251859] [0.018752 ] [0.01775898] [0.0172128 ] [0.01922326] [0.01884494] [0.01798235] [0.01906121] [0.01863474] [0.01820966]]
fixedse.post.constr_global_buckling | output |  | [[0.10936538] [0.19690636] [0.2779204 ] [0.21460645] [0.20383929] [0.19304101] [0.18220182] [0.17130451] [0.16032044] [0.17477253] [0.16995628] [0.16510549] [0.17796359] [0.17303905] [0.16811905] [0.18044372] [0.17783102] [0.17521967]]
fixedse.post_monopile_tower.axial_stress | output | Pa | [[-5.96953880e+06] [ 1.53059395e+07] [ 3.52069688e+07] [ 2.93527964e+07] [ 2.84257766e+07] [ 2.74976299e+07] [ 2.65732018e+07] [ 2.56585749e+07] [ 2.47618255e+07] [ 2.72487153e+07] [ 2.68320835e+07] [ 2.64227225e+07] [ 2.87402928e+07] [ 2.82092145e+07] [ 2.76785148e+07] [ 2.98009210e+07] [ 2.95014175e+07] [ 2.92020234e+07] [ 3.54980684e+07] [ 3.24903644e+07] [ 2.94928338e+07] [ 5.37603749e+07] [ 4.28938137e+07] [ 3.20872870e+07] [ 7.60455776e+07] [ 5.51974446e+07] [ 3.47566612e+07] [ 2.54122399e+07] [ 1.61803658e+07] [ 5.09417651e-02]]
fixedse.post_monopile_tower.shear_stress | output | Pa | [[2.73905676e+06] [5.50747656e+06] [4.52700802e+06] [8.41161297e+05] [8.41341953e+05] [8.41519002e+05] [8.41695128e+05] [8.41874457e+05] [8.42063439e+05] [9.45867705e+05] [9.45907944e+05] [9.45951255e+05] [1.05200340e+06] [1.05193686e+06] [1.05196147e+06] [1.14772413e+06] [1.14773051e+06] [1.14773681e+06] [1.51957972e+06] [1.51994716e+06] [1.52028032e+06] [3.38203074e+06] [3.38314823e+06] [3.38403917e+06] [1.03014849e+07] [1.03020745e+07] [1.03025092e+07] [1.41889655e+07] [1.67668155e+07] [6.83491660e+03]]
fixedse.post_monopile_tower.hoop_stress | output | Pa | [[-0.00000000e+00] [-0.00000000e+00] [-9.95259961e+06] [-1.38251834e+07] [-1.17840790e+07] [-9.75573520e+06] [-7.74381626e+06] [-5.75461770e+06] [-3.79824991e+06] [-2.76529091e+06] [-1.91390755e+06] [-1.07602110e+06] [-3.70117648e+05] [-3.36000334e+03] [-3.82478934e+03] [-4.47018385e+03] [-4.62699986e+03] [-4.76852922e+03] [-6.90709974e+03] [-7.71669702e+03] [-8.31646926e+03] [-1.99907636e+04] [-2.12480856e+04] [-2.23039202e+04] [-7.07134649e+04] [-7.22758425e+04] [-7.37378701e+04] [-8.96585781e+04] [-7.80755168e+04] [-6.60263129e+04]]
fixedse.post_monopile_tower.hoop_stress_euro | output | Pa | [[0.] [0.] [0.] [0.] [0.] [0.] [0.] [0.] [0.] [0.] [0.] [0.] [0.] [0.] [0.] [0.] [0.] [0.] [0.] [0.] [0.] [0.] [0.] [0.] [0.] [0.] [0.] [0.] [0.] [0.]]
fixedse.post_monopile_tower.constr_stress | output |  | [[3.87887321e-02] [9.17443120e-02] [2.12831061e-01] [1.94415785e-01] [1.82279534e-01] [1.70369615e-01] [1.58759104e-01] [1.47544509e-01] [1.36852700e-01] [1.46392493e-01] [1.41857889e-01] [1.37482843e-01] [1.47442681e-01] [1.43806587e-01] [1.41113854e-01] [1.51944244e-01] [1.50424497e-01] [1.48905336e-01] [1.81090327e-01] [1.65838315e-01] [1.50646621e-01] [2.75145922e-01] [2.20279209e-01] [1.65983371e-01] [3.97521294e-01] [2.95269269e-01] [1.98913589e-01] [1.79998391e-01] [1.69209328e-01] [3.41229222e-04]]
fixedse.post_monopile_tower.constr_shell_buckling | output |  | [[0.05350601] [0.06015564] [0.08736956] [0.05950047] [0.05153376] [0.04373279] [0.03617671] [0.02901147] [0.02251859] [0.018752 ] [0.01775898] [0.0172128 ] [0.01922326] [0.01884494] [0.01798235] [0.01906121] [0.01863474] [0.01820966] [0.02389239] [0.02085532] [0.01794017] [0.06554035] [0.05973385] [0.05423942] [0.47033587] [0.45930665] [0.44826997] [0.75356994] [0.76051462] [0.01070616]]
fixedse.post_monopile_tower.constr_global_buckling | output |  | [[2.76667669e-01] [3.62910180e-01] [4.40369147e-01] [3.23912484e-01] [3.03928853e-01] [2.83966694e-01] [2.63973382e-01] [2.43872582e-01] [2.23550994e-01] [2.42676182e-01] [2.33899982e-01] [2.25017538e-01] [2.41435352e-01] [2.33078369e-01] [2.24744273e-01] [2.41056306e-01] [2.36725854e-01] [2.32401780e-01] [2.68534445e-01] [2.34205226e-01] [2.00286184e-01] [3.73746137e-01] [2.94160247e-01] [2.16451159e-01] [5.76296255e-01] [4.58420458e-01] [3.44331598e-01] [3.88952304e-01] [4.66261288e-01] [2.13404245e-10]]
fixedse.z_start | output | m | [-90.]
fixedse.constr_diam_consistency | output |  | [1.]
fixedse.soil.z_k | output | N/m | [-30. -26.66666667 -23.33333333 -20. -16.66666667 -13.33333333 -10. -6.66666667 -3.33333333 -0. ]
fixedse.soil.k | output | N/m | [[2.22113684e+10 5.78977778e+12 2.22113684e+10 5.78977778e+12 1.47466667e+10 9.33333333e+10] [2.01364211e+10 4.15218107e+12 2.01364211e+10 4.15218107e+12 1.36266667e+10 9.33333333e+10] [1.80614737e+10 2.86855967e+12 1.80614737e+10 2.86855967e+12 1.25066667e+10 9.33333333e+10] [1.59865263e+10 1.89466667e+12 1.59865263e+10 1.89466667e+12 1.13866667e+10 9.33333333e+10] [1.39115789e+10 1.18625514e+12 1.39115789e+10 1.18625514e+12 1.02666667e+10 9.33333333e+10] [1.18366316e+10 6.99078189e+11 1.18366316e+10 6.99078189e+11 9.14666667e+09 9.33333333e+10] [9.76168421e+09 3.88888889e+11 9.76168421e+09 3.88888889e+11 8.02666667e+09 9.33333333e+10] [7.68673684e+09 2.11440329e+11 7.68673684e+09 2.11440329e+11 6.90666667e+09 9.33333333e+10] [5.61178947e+09 1.22485597e+11 5.61178947e+09 1.22485597e+11 5.78666667e+09 9.33333333e+10] [3.53684211e+09 7.77777778e+10 3.53684211e+09 7.77777778e+10 4.66666667e+09 9.33333333e+10]]
rotorse.ccblade.CP | output |  | [0.44781594] | Rotor power coefficient
rotorse.ccblade.CM | output |  | [0.15919169] | Blade flapwise moment coefficient
rotorse.ccblade.local_airfoil_velocities | output | m/s | [ 8.60105877 9.73314712 11.49072089 13.38843353 15.48610685 17.78381245 20.17389868 22.61879682 25.12585278 27.65649964 30.20752814 32.78723501 35.37763307 37.95667421 40.56830465 43.20032568 45.82703028 48.45962667 51.10221468 53.74161666 56.38881815 59.04016864 61.69272962 64.34463637 67.0024396 69.67523381 72.34001469 75.0008289 77.66142909 79.57037081] | Local relative velocities for the airfoils
rotorse.ccblade.P | output | W | [0.] | Rotor aerodynamic power
rotorse.ccblade.T | output | N*m | [0.] | Rotor aerodynamic thrust
rotorse.ccblade.Q | output | N*m | [0.] | Rotor aerodynamic torque
rotorse.ccblade.M | output | N*m | [0.] | Blade root flapwise moment
rotorse.ccblade.a | output |  | [0.09056511 0.13169318 0.15979189 0.18475164 0.23124183 0.29439726 0.30664817 0.32040269 0.31852138 0.3232001 0.32497131 0.32101483 0.3211676 0.3442652 0.34239094 0.31615981 0.29034054 0.28669319 0.27390791 0.26989112 0.26505094 0.25514993 0.2474722 0.24061689 0.23431329 0.22720183 0.21959276 0.21596561 0.21306112 0.1323464 ] | Axial induction along blade span
rotorse.ccblade.ap | output |  | [-0.09056511 0.16647864 0.12430838 0.08258345 0.064374 0.0575627 0.0445843 0.03563728 0.02853672 0.02361454 0.01957328 0.01645271 0.01411263 0.01258164 0.01094143 0.00904862 0.00730344 0.00645405 0.00560631 0.00496958 0.00448542 0.00399193 0.0035904 0.00320322 0.00293002 0.00287267 0.00270015 0.00252151 0.0023541 0.00154958] | Tangential induction along blade span
rotorse.ccblade.alpha | output | deg | [10.07825652 10.90667236 10.6128118 11.19315657 11.71676446 11.33373962 10.65899857 10.2470739 9.34515613 8.70158878 8.66330544 8.64682434 8.52195412 9.18536828 9.43954463 9.57622371 9.66610888 9.66969838 9.7578607 9.8564882 9.72239821 9.61939582 9.63074978 9.75450736 9.56776284 8.94280299 8.04968358 7.06837279 6.14693193 6.18856782] | Angles of attack along blade span
rotorse.ccblade.cl | output |  | [-5.26654681e-17 1.14222749e+00 1.42507696e+00 1.45820715e+00 1.54152320e+00 1.62390831e+00 1.56051762e+00 1.50799192e+00 1.42467876e+00 1.38887900e+00 1.37892198e+00 1.36385539e+00 1.36504381e+00 1.41478688e+00 1.43070441e+00 1.39956676e+00 1.35078819e+00 1.35081816e+00 1.35148470e+00 1.35207505e+00 1.35123255e+00 1.33849856e+00 1.33566874e+00 1.33617189e+00 1.33532792e+00 1.31988082e+00 1.27160419e+00 1.20013080e+00 1.12081820e+00 1.12462866e+00] | Lift coefficients along blade span
rotorse.ccblade.cd | output |  | [0.5 0.18603377 0.04986879 0.06158318 0.06224714 0.01876206 0.01493093 0.01346911 0.01195967 0.01077878 0.01308082 0.01305607 0.01287946 0.01411116 0.01484765 0.01944989 0.02725191 0.02728424 0.0280902 0.0290193 0.02776325 0.02724054 0.02659688 0.02761664 0.02608821 0.0162227 0.01136853 0.00911968 0.00756703 0.00762658] | Drag coefficients along blade span
rotorse.ccblade.cl_n_opt | output |  | [-5.26654681e-17 1.14222750e+00 1.42507695e+00 1.45820715e+00 1.54152320e+00 1.62390830e+00 1.56051762e+00 1.50799192e+00 1.42467876e+00 1.38887900e+00 1.37892198e+00 1.36385539e+00 1.36504382e+00 1.41478688e+00 1.43070441e+00 1.39956675e+00 1.35078819e+00 1.35081816e+00 1.35148470e+00 1.35207505e+00 1.35123255e+00 1.33849856e+00 1.33566874e+00 1.33617189e+00 1.33532792e+00 1.31988082e+00 1.27160419e+00 1.20013080e+00 1.12081822e+00 1.12462866e+00] | Lift coefficients along blade span
rotorse.ccblade.cd_n_opt | output |  | [0.5 0.18603377 0.04986879 0.06158318 0.06224714 0.01876206 0.01493093 0.01346911 0.01195967 0.01077878 0.01308082 0.01305607 0.01287946 0.01411116 0.01484765 0.01944989 0.02725191 0.02728424 0.0280902 0.0290193 0.02776325 0.02724054 0.02659688 0.02761664 0.02608821 0.0162227 0.01136853 0.00911968 0.00756703 0.00762658] | Drag coefficients along blade span
rotorse.ccblade.Px_b | output | N/m | [ 113.09436347 385.45974048 745.18669725 1115.09794745 1638.53208829 2294.46828848 2740.95726448 3212.83547762 3610.96949039 4053.78439472 4484.99327993 4876.78236944 5301.90408799 5932.18561435 6361.23512007 6537.87788791 6642.4942965 7003.74145224 7211.64862127 7541.42717854 7843.06648037 8018.97682072 8196.85880294 8335.09520996 8398.33692335 8295.81308753 7936.20570268 7267.71375342 5777.8800414 2226.15113227] | Distributed loads in blade-aligned x-direction
rotorse.ccblade.Py_b | output | N/m | [ 50.16787917 -317.92040422 -547.93900726 -616.25580495 -696.06457224 -813.8811013 -837.23056029 -852.73097229 -863.8677652 -874.66010895 -873.77030403 -878.5334301 -883.91848139 -882.82946169 -884.07000445 -865.40063394 -818.7045382 -815.71814239 -803.94240348 -794.07545326 -794.96172629 -785.32529858 -776.41841376 -754.22030133 -741.9265142 -768.99136029 -741.38779174 -667.16835304 -518.81830119 -216.70809538] | Distributed loads in blade-aligned y-direction
rotorse.ccblade.Pz_b | output | N/m | [0. 0. 0. 0. 0. 0. 0. 0. 0. 0. 0. 0. 0. 0. 0. 0. 0. 0. 0. 0. 0. 0. 0. 0. 0. 0. 0. 0. 0. 0.] | Distributed loads in blade-aligned z-direction
rotorse.ccblade.Px_af | output | N/m | [ 21.65050884 499.44374937 914.53356297 1259.14209422 1756.3236461 2392.43282465 2821.46471759 3276.20438209 3668.52012616 4104.08251927 4523.50716941 4905.86722962 5323.01427893 5929.86552201 6345.99966865 6517.62305143 6619.0651558 6973.40530701 7175.3548258 7497.3221912 7795.73659345 7969.80086722 8143.32267426 8275.69394286 8339.55343986 8245.39737981 7901.88734055 7249.42053544 5771.83567949 2225.22386026] | Distributed loads in airfoil x-direction
rotorse.ccblade.Py_af | output | N/m | [ 121.81299855 -14.44078146 -138.45118863 -194.3600682 -290.89610386 -450.83517323 -503.12879479 -562.09141978 -572.12608773 -595.5710706 -645.38527521 -698.06446124 -746.33626886 -898.28108767 -987.51214224 -1006.65549918 -990.44639596 -1043.74749903 -1080.96362045 -1137.47073629 -1171.38675393 -1184.48267722 -1215.57213337 -1247.21697633 -1238.69546477 -1193.85281522 -1045.55883161 -843.0176234 -582.22254463 -226.03104654] | Distributed loads in airfoil y-direction
rotorse.ccblade.Pz_af | output | N/m | [0. 0. 0. 0. 0. 0. 0. 0. 0. 0. 0. 0. 0. 0. 0. 0. 0. 0. 0. 0. 0. 0. 0. 0. 0. 0. 0. 0. 0. 0.] | Distributed loads in airfoil z-direction
rotorse.ccblade.LiftF | output | N/m | [-1.42108547e-14 4.93154477e+02 9.24388440e+02 1.27291976e+03 1.77880127e+03 2.43437797e+03 2.86584191e+03 3.32394051e+03 3.71273441e+03 4.14694616e+03 4.56910939e+03 4.95505573e+03 5.37484205e+03 5.99721902e+03 6.42202851e+03 6.59426777e+03 6.69139621e+03 7.04964646e+03 7.25475446e+03 7.58137209e+03 7.88158813e+03 8.05567173e+03 8.23191654e+03 8.36736231e+03 8.42943633e+03 8.33074895e+03 7.97044159e+03 7.29806148e+03 5.80099443e+03 2.23662272e+03] | Distributed lift force
rotorse.ccblade.DragF | output | N/m | [123.7220722 80.31971651 32.34781827 53.75809923 71.82849316 28.12593885 27.42019461 29.68883699 31.16707146 32.18351808 43.34377037 47.43433014 50.71268775 59.816587 66.6469106 91.64104922 134.99771795 142.390926 150.78785194 162.71739802 161.93993694 163.94549863 163.92037901 172.9406624 164.68530494 102.39348716 71.25817078 55.4572583 39.1644939 15.16748933] | Distributed drag force
rotorse.ccblade.L_n_opt | output | N/m | [-1.42108547e-14 4.93154490e+02 9.24388429e+02 1.27291974e+03 1.77880130e+03 2.43437801e+03 2.86584187e+03 3.32394050e+03 3.71273444e+03 4.14694616e+03 4.56910935e+03 4.95505573e+03 5.37484211e+03 5.99721898e+03 6.42202849e+03 6.59426778e+03 6.69139623e+03 7.04964643e+03 7.25475446e+03 7.58137212e+03 7.88158812e+03 8.05567171e+03 8.23191654e+03 8.36736231e+03 8.42943632e+03 8.33074895e+03 7.97044154e+03 7.29806141e+03 5.80099483e+03 2.23662272e+03] | Distributed lift force
rotorse.ccblade.D_n_opt | output | N/m | [123.7220722 80.319715 32.34781954 53.75809776 71.82849142 28.12593879 27.42019468 29.68883694 31.16707154 32.18351824 43.34376935 47.43433017 50.71268864 59.81658642 66.64691022 91.64105158 134.99771842 142.39092527 150.78785184 162.71739795 161.93993695 163.94549847 163.92037924 172.94066162 164.68530562 102.39348963 71.25816969 55.45725759 39.16449826 15.16748933] | Distributed drag force
rotorse.rc.sect_perimeter | output | m | [15.70576663 15.80329423 15.85114152 15.85114152 15.76029356 15.40218085 14.80873713 14.25874816 13.76070403 12.95405824 11.96386084 11.18682565 10.45589505 9.81269724 9.12475472 8.41499445 7.79971509 7.36550033 6.82722898 6.46042444 6.11483577 5.73618317 5.33710882 4.99185113 4.64659336 4.2593806 3.91712914 3.53898401 2.81186711 1.02989222] | Perimeter of the section along the blade span
rotorse.rc.layer_volume | output | m**3 | [ 0.56603578 11.30822273 6.24162217 6.24162217 0.17271678 1.68228164 1.68228164 8.74263535 3.4518961 2.56194926 9.18939923 11.30822273 0.19432728 3.96748049 0.19432728 0.20233988 4.11259765 0.20233988] | Volumes of each layer used in the blade, ignoring the scrap factor
rotorse.rc.mat_volume | output | m**3 | [ 0.56603578 0. 0. 0. 3.53728006 12.48324435 0.79333432 22.61644545 32.02595806 0. 0. ] | Volumes of each material used in the blade, ignoring the scrap factor. For laminates, this is the wet volume
rotorse.rc.mat_mass | output | kg | [ 699.05418379 0. 0. 0. 6862.32332467 15229.55810336 1539.06858734 43875.90418092 4163.37454771 0. 336.46344828] | Masses of each material used in the blade, ignoring the scrap factor. For laminates, this is the wet mass.
rotorse.rc.mat_cost | output | USD | [ 5054.16174879 0. 0. 0. 9561.12181289 72594.86712574 3440.13350766 93494.95585927 54123.86912019 94876.84082597 3028.17103448] | Costs of each material used in the blade, ignoring the scrap factor. For laminates, this is the cost of the dry fabric.
rotorse.rc.mat_cost_scrap | output | USD | [ 6317.70218598 0. 0. 0. 10039.17790354 76224.61048203 3956.1535338 107519.19923816 64948.64294422 94876.84082597 3028.17103448] | Same as mat_cost, now including the scrap factor.
rotorse.rc.total_labor_hours | output | h | [3365.20439835] | Total amount of labor hours per blade.
rotorse.rc.total_skin_mold_gating_ct | output | h | [25.3512564] | Total amount of gating cycle time per blade. This is the cycle time required in the main mold that cannot be parallelized unless the number of molds is increased.
rotorse.rc.total_non_gating_ct | output | h | [296.643463] | Total amount of non-gating cycle time per blade. This cycle time can happen in parallel.
rotorse.rc.total_metallic_parts_cost | output | USD | [8844.16389013] | Cost of the metallic parts (bolts, nuts, lightining protection system), excluding the blade joint.
rotorse.rc.total_consumable_cost_w_waste | output | USD | [15851.57110774] | Cost of the consumables including the waste.
rotorse.rc.total_blade_mat_cost_w_waste | output | USD | [391606.23314606] | Total blade material costs including the waste per blade.
rotorse.rc.total_cost_labor | output | USD | [199039.90944427] | Total labor costs per blade.
rotorse.rc.total_cost_utility | output | USD | [4549.94106584] | Total utility costs per blade.
rotorse.rc.blade_variable_cost | output | USD | [595196.08365617] | Total blade variable costs per blade (material, labor, utility).
rotorse.rc.total_cost_equipment | output | USD | [30587.65558333] | Total equipment cost per blade.
rotorse.rc.total_cost_tooling | output | USD | [43429.2531577] | Total tooling cost per blade.
rotorse.rc.total_cost_building | output | USD | [3404.50021208] | Total builting cost per blade.
rotorse.rc.total_maintenance_cost | output | USD | [23269.14299306] | Total maintenance cost per blade.
rotorse.rc.total_labor_overhead | output | USD | [59711.97283328] | Total labor overhead cost per blade.
rotorse.rc.cost_capital | output | USD | [46045.62577415] | Cost of capital per blade.
rotorse.rc.blade_fixed_cost | output | USD | [206448.15055361] | Total blade fixed cost per blade (equipment, tooling, building, maintenance, labor, capital).
rotorse.rc.total_blade_cost | output | USD | [801644.23420978] | Total blade cost (variable and fixed)
rotorse.re.precomp.z | output | m | [ 5. 9.1379309 13.27586218 17.41379339 21.55172397 25.68965483 29.8275866 33.96551734 38.10344794 42.24137925 46.37931072 50.51724133 54.65517201 58.79310371 62.93103471 67.06896529 71.20689629 75.34482799 79.48275867 83.62068928 87.75862075 91.89655206 96.03448266 100.1724134 104.31034517 108.44827603 112.58620661 116.72413775 120.86207007 125. ] | locations of properties along beam
rotorse.re.Tw_iner | output | deg | [ 9.06945270e+01 4.06536692e+01 3.00660238e+01 2.26297907e+01 1.62313429e+01 1.17536863e+01 9.89035573e+00 8.10276871e+00 7.56184445e+00 6.75088380e+00 5.31289000e+00 4.50407387e+00 3.88560642e+00 2.20098263e+00 1.43297052e+00 7.91866594e-01 -2.86934595e-01 -5.98903216e-01 -8.28048847e-01 -1.14395171e+00 -1.21987038e+00 -1.67057800e+00 -2.42099626e+00 -2.69954055e+00 -2.59349902e+00 -2.17698734e+00 -1.41406517e+00 -6.16619950e-01 7.82526911e-02 4.35784770e-01] | Orientation of the section principal inertia axes with respect the blade reference plane
rotorse.re.x_tc | output | m | [ 1.36021872e-05 4.74374411e-02 -1.27080671e-03 -1.15200656e-02 -3.41165597e-02 -8.32837559e-02 -9.40393446e-02 -9.58790687e-02 -9.44190269e-02 -8.74107083e-02 -6.30613236e-02 -5.91828510e-02 -5.61697871e-02 -5.48537470e-02 -5.29937433e-02 -3.15477935e-02 1.04382956e-02 9.01036566e-03 7.45949998e-03 6.23822142e-03 5.58046402e-03 1.90930479e-02 4.14090169e-02 3.85889075e-02 3.59920178e-02 3.11327405e-02 2.45991482e-02 2.25319226e-02 1.83034414e-02 6.97357307e-03] | X-coordinate of the tension-center offset with respect to the XR-YR axes
rotorse.re.y_tc | output | m | [-1.96093894e-04 7.42781163e-01 1.21560379e+00 1.12560697e+00 9.88296835e-01 8.48224008e-01 7.16639516e-01 6.69214603e-01 6.53543601e-01 6.39053048e-01 6.06815591e-01 5.63799446e-01 5.02331443e-01 4.26007525e-01 3.44512196e-01 2.73497497e-01 2.16934589e-01 1.61259933e-01 1.06799225e-01 6.82464510e-02 5.19017146e-02 4.74963609e-02 4.78488921e-02 5.12994912e-02 4.61191681e-02 4.00426088e-02 4.16005230e-02 5.72557085e-02 8.13318976e-02 5.96908997e-02] | Chordwise offset of the section tension-center with respect to the XR-YR axes
rotorse.re.x_sc | output | m | [ 1.36021872e-05 4.75669494e-02 -1.27320965e-03 -1.09687980e-02 -3.36741418e-02 -8.31349256e-02 -9.41347956e-02 -9.60899149e-02 -9.46911741e-02 -8.76695350e-02 -6.29762221e-02 -5.91170672e-02 -5.61215199e-02 -5.48231020e-02 -5.29787985e-02 -3.15397270e-02 1.04487100e-02 9.01730334e-03 7.46295633e-03 6.23922698e-03 5.58023582e-03 1.90979290e-02 4.14170764e-02 3.85968305e-02 3.59972205e-02 3.11355318e-02 2.46008876e-02 2.25345312e-02 1.83110215e-02 6.97940117e-03] | X-coordinate of the shear-center offset with respect to the XR-YR axes
rotorse.re.y_sc | output | m | [-1.96093894e-04 7.33147466e-01 1.20486326e+00 1.11754081e+00 9.78746911e-01 8.38195351e-01 7.04349308e-01 6.56007905e-01 6.39686145e-01 6.26282490e-01 6.09536847e-01 5.66094285e-01 5.04210837e-01 4.27541251e-01 3.45677211e-01 2.74289630e-01 2.17429980e-01 1.61596255e-01 1.06989260e-01 6.83462258e-02 5.19606386e-02 4.71277830e-02 4.75128801e-02 5.09532071e-02 4.58622059e-02 3.98079395e-02 4.13391874e-02 5.68922070e-02 8.09562300e-02 5.94377563e-02] | Chordwise offset of the section shear-center with respect to the reference frame, XR-YR
rotorse.re.x_cg | output | m | [ 1.35778098e-05 4.82903238e-02 5.04360479e-03 1.09909061e-03 -9.17325167e-03 -3.79556942e-02 -4.41905823e-02 -4.61847714e-02 -4.58195010e-02 -4.03033314e-02 -2.30414006e-02 -2.12497322e-02 -2.05379291e-02 -2.14681108e-02 -2.26006134e-02 -9.05325876e-03 2.11304217e-02 1.85714061e-02 1.55279932e-02 1.30302757e-02 1.15993771e-02 2.31481802e-02 4.26887744e-02 3.99689527e-02 3.75817040e-02 3.21852990e-02 2.58722800e-02 2.38793899e-02 1.94850107e-02 7.29953042e-03] | X-coordinate of the center-of-mass offset with respect to the XR-YR axes
rotorse.re.y_cg | output | m | [-1.96490919e-04 7.58304806e-01 1.31935563e+00 1.31455308e+00 1.32992411e+00 1.38849053e+00 1.38326593e+00 1.39569371e+00 1.42178842e+00 1.42732221e+00 1.38658999e+00 1.30702104e+00 1.19459677e+00 1.05501597e+00 8.97898385e-01 7.55010361e-01 6.34815003e-01 5.06339259e-01 3.69226939e-01 2.65087458e-01 2.15398321e-01 1.98270533e-01 1.95528046e-01 2.01233187e-01 1.86660916e-01 1.70009933e-01 1.74134118e-01 2.03206274e-01 2.15914209e-01 9.74344004e-02] | Chordwise offset of the section center of mass with respect to the XR-YR axes
rotorse.re.precomp.flap_iner | output | kg/m | [9.16638212e+03 3.79137468e+03 1.70371719e+03 1.43765708e+03 1.01941241e+03 5.79458450e+02 4.27869262e+02 3.57532894e+02 3.16615957e+02 2.44144913e+02 1.71915902e+02 1.45542761e+02 1.21732080e+02 1.01997298e+02 8.30597824e+01 5.85351971e+01 3.72614169e+01 3.13622234e+01 2.50392975e+01 2.09159942e+01 1.72512980e+01 1.20243352e+01 6.77567166e+00 4.67656146e+00 2.98963621e+00 1.32091637e+00 6.77596515e-01 3.58232899e-01 1.24459914e-01 4.26339563e-03] | Section flap inertia about the Y_G axis per unit length.
rotorse.re.precomp.edge_iner | output | kg/m | [9.16740786e+03 1.01671438e+04 9.15137130e+03 7.76179452e+03 5.71158886e+03 3.99128948e+03 2.91687202e+03 2.48406616e+03 2.27434215e+03 2.07967796e+03 1.81243536e+03 1.54857275e+03 1.26971567e+03 1.00577042e+03 7.54752580e+02 5.52606339e+02 4.07830704e+02 2.94304943e+02 1.90399144e+02 1.25034242e+02 9.16449165e+01 7.11956975e+01 5.43000700e+01 4.10568218e+01 2.41445265e+01 1.47691477e+01 9.06688226e+00 5.79849479e+00 2.47945934e+00 1.07637518e-01] | Section lag inertia about the X_G axis per unit length
rotorse.blade_mass | output | kg | [72642.51180901] | mass of one blade
rotorse.blade_moment_of_inertia | output | kg*m**2 | [1.28911976e+08] | mass moment of inertia of blade about hub
rotorse.mass_all_blades | output | kg | [217927.53542703] | mass of all blades
rotorse.I_all_blades | output | kg*m**2 | [3.86735929e+08 1.93367964e+08 1.93367964e+08 0.00000000e+00 0.00000000e+00 0.00000000e+00] | mass moments of inertia of all blades in hub c.s. order:Ixx, Iyy, Izz, Ixy, Ixz, Iyz
rotorse.re.sc_ss_mats | output |  | [[1. 0. 0. 0. 0. 1. 0. 1. 0. 0. 0.] [1. 0. 0. 0. 0. 1. 0. 1. 0. 0. 0.] [1. 0. 0. 0. 0. 1. 0. 1. 0. 0. 0.] [1. 0. 0. 0. 0. 1. 0. 1. 0. 0. 0.] [1. 0. 0. 0. 0. 1. 0. 1. 0. 0. 0.] [1. 0. 0. 0. 0. 1. 0. 1. 0. 0. 0.] [1. 0. 0. 0. 0. 1. 0. 1. 0. 0. 0.] [1. 0. 0. 0. 0. 1. 0. 1. 0. 0. 0.] [1. 0. 0. 0. 0. 1. 0. 1. 0. 0. 0.] [1. 0. 0. 0. 0. 1. 0. 1. 0. 0. 0.] [1. 0. 0. 0. 0. 1. 0. 1. 0. 0. 0.] [1. 0. 0. 0. 0. 1. 0. 1. 0. 0. 0.] [1. 0. 0. 0. 0. 1. 0. 1. 0. 0. 0.] [1. 0. 0. 0. 0. 1. 0. 1. 0. 0. 0.] [1. 0. 0. 0. 0. 1. 0. 1. 0. 0. 0.] [1. 0. 0. 0. 0. 1. 0. 1. 0. 0. 0.] [1. 0. 0. 0. 0. 1. 0. 1. 0. 0. 0.] [1. 0. 0. 0. 0. 1. 0. 1. 0. 0. 0.] [1. 0. 0. 0. 0. 1. 0. 1. 0. 0. 0.] [1. 0. 0. 0. 0. 1. 0. 1. 0. 0. 0.] [1. 0. 0. 0. 0. 1. 0. 1. 0. 0. 0.] [1. 0. 0. 0. 0. 1. 0. 1. 0. 0. 0.] [1. 0. 0. 0. 0. 1. 0. 1. 0. 0. 0.] [1. 0. 0. 0. 0. 1. 0. 1. 0. 0. 0.] [1. 0. 0. 0. 0. 1. 0. 1. 0. 0. 0.] [1. 0. 0. 0. 0. 1. 0. 1. 0. 0. 0.] [1. 0. 0. 0. 0. 1. 0. 1. 0. 0. 0.] [1. 0. 0. 0. 0. 1. 0. 1. 0. 0. 0.] [1. 0. 0. 0. 0. 1. 0. 1. 0. 0. 0.] [1. 0. 0. 0. 0. 1. 0. 1. 0. 0. 0.]] | spar cap, suction side, boolean of materials in each composite layer spanwise, passed as floats for differentiablity, used for Fatigue Analysis
rotorse.re.sc_ps_mats | output |  | [[1. 0. 0. 0. 0. 1. 0. 1. 0. 0. 0.] [1. 0. 0. 0. 0. 1. 0. 1. 0. 0. 0.] [1. 0. 0. 0. 0. 1. 0. 1. 0. 0. 0.] [1. 0. 0. 0. 0. 1. 0. 1. 0. 0. 0.] [1. 0. 0. 0. 0. 1. 0. 1. 0. 0. 0.] [1. 0. 0. 0. 0. 1. 0. 1. 0. 0. 0.] [1. 0. 0. 0. 0. 1. 0. 1. 0. 0. 0.] [1. 0. 0. 0. 0. 1. 0. 1. 0. 0. 0.] [1. 0. 0. 0. 0. 1. 0. 1. 0. 0. 0.] [1. 0. 0. 0. 0. 1. 0. 1. 0. 0. 0.] [1. 0. 0. 0. 0. 1. 0. 1. 0. 0. 0.] [1. 0. 0. 0. 0. 1. 0. 1. 0. 0. 0.] [1. 0. 0. 0. 0. 1. 0. 1. 0. 0. 0.] [1. 0. 0. 0. 0. 1. 0. 1. 0. 0. 0.] [1. 0. 0. 0. 0. 1. 0. 1. 0. 0. 0.] [1. 0. 0. 0. 0. 1. 0. 1. 0. 0. 0.] [1. 0. 0. 0. 0. 1. 0. 1. 0. 0. 0.] [1. 0. 0. 0. 0. 1. 0. 1. 0. 0. 0.] [1. 0. 0. 0. 0. 1. 0. 1. 0. 0. 0.] [1. 0. 0. 0. 0. 1. 0. 1. 0. 0. 0.] [1. 0. 0. 0. 0. 1. 0. 1. 0. 0. 0.] [1. 0. 0. 0. 0. 1. 0. 1. 0. 0. 0.] [1. 0. 0. 0. 0. 1. 0. 1. 0. 0. 0.] [1. 0. 0. 0. 0. 1. 0. 1. 0. 0. 0.] [1. 0. 0. 0. 0. 1. 0. 1. 0. 0. 0.] [1. 0. 0. 0. 0. 1. 0. 1. 0. 0. 0.] [1. 0. 0. 0. 0. 1. 0. 1. 0. 0. 0.] [1. 0. 0. 0. 0. 1. 0. 1. 0. 0. 0.] [1. 0. 0. 0. 0. 1. 0. 1. 0. 0. 0.] [1. 0. 0. 0. 0. 1. 0. 1. 0. 0. 0.]] | spar cap, pressure side, boolean of materials in each composite layer spanwise, passed as floats for differentiablity, used for Fatigue Analysis
rotorse.re.te_ss_mats | output |  | [[0. 0. 0. 0. 0. 0. 0. 0. 0. 0. 0.] [0. 0. 0. 0. 0. 0. 0. 0. 0. 0. 0.] [0. 0. 0. 0. 0. 0. 0. 0. 0. 0. 0.] [1. 0. 0. 0. 1. 0. 0. 1. 0. 0. 0.] [1. 0. 0. 0. 1. 0. 0. 1. 0. 0. 0.] [1. 0. 0. 0. 1. 0. 0. 1. 0. 0. 0.] [1. 0. 0. 0. 1. 0. 0. 1. 0. 0. 0.] [1. 0. 0. 0. 1. 0. 0. 1. 0. 0. 0.] [1. 0. 0. 0. 1. 0. 0. 1. 0. 0. 0.] [1. 0. 0. 0. 1. 0. 0. 1. 0. 0. 0.] [1. 0. 0. 0. 1. 0. 0. 1. 0. 0. 0.] [1. 0. 0. 0. 1. 0. 0. 1. 0. 0. 0.] [1. 0. 0. 0. 1. 0. 0. 1. 0. 0. 0.] [1. 0. 0. 0. 1. 0. 0. 1. 0. 0. 0.] [1. 0. 0. 0. 1. 0. 0. 1. 0. 0. 0.] [1. 0. 0. 0. 1. 0. 0. 1. 0. 0. 0.] [1. 0. 0. 0. 1. 0. 0. 1. 0. 0. 0.] [1. 0. 0. 0. 1. 0. 0. 1. 0. 0. 0.] [1. 0. 0. 0. 1. 0. 0. 1. 0. 0. 0.] [1. 0. 0. 0. 1. 0. 0. 1. 0. 0. 0.] [1. 0. 0. 0. 1. 0. 0. 1. 0. 0. 0.] [1. 0. 0. 0. 1. 0. 0. 1. 0. 0. 0.] [1. 0. 0. 0. 1. 0. 0. 1. 0. 0. 0.] [1. 0. 0. 0. 1. 0. 0. 1. 0. 0. 0.] [0. 0. 0. 0. 0. 0. 0. 0. 0. 0. 0.] [0. 0. 0. 0. 0. 0. 0. 0. 0. 0. 0.] [0. 0. 0. 0. 0. 0. 0. 0. 0. 0. 0.] [0. 0. 0. 0. 0. 0. 0. 0. 0. 0. 0.] [0. 0. 0. 0. 0. 0. 0. 0. 0. 0. 0.] [0. 0. 0. 0. 0. 0. 0. 0. 0. 0. 0.]] | trailing edge reinforcement, suction side, boolean of materials in each composite layer spanwise, passed as floats for differentiablity, used for Fatigue Analysis
rotorse.re.te_ps_mats | output |  | [[0. 0. 0. 0. 0. 0. 0. 0. 0. 0. 0.] [0. 0. 0. 0. 0. 0. 0. 0. 0. 0. 0.] [0. 0. 0. 0. 0. 0. 0. 0. 0. 0. 0.] [1. 0. 0. 0. 1. 0. 0. 1. 0. 0. 0.] [1. 0. 0. 0. 1. 0. 0. 1. 0. 0. 0.] [1. 0. 0. 0. 1. 0. 0. 1. 0. 0. 0.] [1. 0. 0. 0. 1. 0. 0. 1. 0. 0. 0.] [1. 0. 0. 0. 1. 0. 0. 1. 0. 0. 0.] [1. 0. 0. 0. 1. 0. 0. 1. 0. 0. 0.] [1. 0. 0. 0. 1. 0. 0. 1. 0. 0. 0.] [1. 0. 0. 0. 1. 0. 0. 1. 0. 0. 0.] [1. 0. 0. 0. 1. 0. 0. 1. 0. 0. 0.] [1. 0. 0. 0. 1. 0. 0. 1. 0. 0. 0.] [1. 0. 0. 0. 1. 0. 0. 1. 0. 0. 0.] [1. 0. 0. 0. 1. 0. 0. 1. 0. 0. 0.] [1. 0. 0. 0. 1. 0. 0. 1. 0. 0. 0.] [1. 0. 0. 0. 1. 0. 0. 1. 0. 0. 0.] [1. 0. 0. 0. 1. 0. 0. 1. 0. 0. 0.] [1. 0. 0. 0. 1. 0. 0. 1. 0. 0. 0.] [1. 0. 0. 0. 1. 0. 0. 1. 0. 0. 0.] [1. 0. 0. 0. 1. 0. 0. 1. 0. 0. 0.] [1. 0. 0. 0. 1. 0. 0. 1. 0. 0. 0.] [1. 0. 0. 0. 1. 0. 0. 1. 0. 0. 0.] [1. 0. 0. 0. 1. 0. 0. 1. 0. 0. 0.] [0. 0. 0. 0. 0. 0. 0. 0. 0. 0. 0.] [0. 0. 0. 0. 0. 0. 0. 0. 0. 0. 0.] [0. 0. 0. 0. 0. 0. 0. 0. 0. 0. 0.] [0. 0. 0. 0. 0. 0. 0. 0. 0. 0. 0.] [0. 0. 0. 0. 0. 0. 0. 0. 0. 0. 0.] [0. 0. 0. 0. 0. 0. 0. 0. 0. 0. 0.]] | trailing edge reinforcement, pressure side, boolean of materials in each composite layer spanwise, passed as floats for differentiablity, used for Fatigue Analysis
rotorse.rp.AEP | output | kW*h | [77248494.95185421] | annual energy production
rotorse.rp.cdf.F | output | m/s | [0.06824543 0.07317592 0.07825729 0.08348677 0.08886153 0.09437864 0.10003514 0.10582799 0.11175409 0.1178103 0.12399341 0.13030017 0.13672727 0.14327136 0.14992906 0.15669694 0.16357153 0.17054933 0.17762681 0.18480043 0.19206659 0.19942169 0.20686212 0.21438424 0.2219844 0.22965893 0.23740419 0.24521648 0.25309215 0.26102753 0.26901895 0.27706275 0.28515528 0.29329292 0.30147203 0.30968902 0.31794031 0.32622234 0.33453157 0.3428645 0.35121765 0.35958758 0.36797088 0.37636417 0.38476413 0.39316746 0.4015709 0.40997127 0.41836538 0.42675014 0.43512249 0.4434794 0.45181794 0.46013518 0.4684283 0.4766945 0.48493104 0.49313527 0.50130457 0.50943638 0.51752823 0.5255777 0.53358242 0.54154011 0.54944853 0.55730553 0.56510902 0.57285696 0.5805474 0.58817845 0.59574828 0.60325515 0.61069736 0.6180733 0.62538141 0.63262022 0.63978832 0.64688436 0.65390705 0.6608552 0.66772765 0.67452333 0.68124122 0.68788039 0.69443994 0.70091905 0.70731698 0.71363303 0.71986656 0.726017 0.73208386 0.73806666 0.74396502 0.7497786 0.75550712 0.76115035 0.76670812 0.77218031 0.77756684 0.78286771 0.78808294 0.79321261 0.79825684 0.80321582 0.80808974 0.81287887 0.81758352 0.82220402 0.82674074 0.83119412 0.8355646 0.83985268 0.84405887 0.84818374 0.85222787 0.85619189 0.86007643 0.86388218 0.86760984 0.87126013 0.8748338 0.87833164 0.88175443 0.88510299 0.88837815 0.89158077 0.89471172 0.89777188 0.90076215 0.90368344 0.90653669 0.90932282 0.91204279 0.91469754 0.91728805 0.91981528 0.92228022 0.92468385 0.92702715 0.92931111 0.93153673 0.93370501 0.93581694 0.93787353 0.93987575 0.94182462 0.94372112 0.94556625 0.94736099 0.94910633 0.95080325 0.95245271 0.9540557 0.95561316 0.95712606 0.95859534 0.96002195 0.96140681 0.96275085 0.96405498 0.96532012 0.96654715 0.96773696 0.96889042 0.97000841 0.97109177 0.97214134 0.97315796 0.97414245 0.97509561 0.97601824 0.97691112 0.97777502 0.97861071 0.97941893 0.98020041 0.98095587 0.98168602 0.98239156 0.98307317 0.98373152 0.98436726 0.98498105 0.9855735 0.98614525 0.98669689 0.98722901 0.98774221 0.98823704 0.98871406 0.98917382 0.98961684 0.99004365 0.99045474 0.99085061 0.99123175 0.99159863 0.9919517 0.99229141 0.99261821] | magnitude of wind speed at each z location
rotorse.rp.gust.V_gust | output | m/s | [20.36430862] | gust wind speed
rotorse.rp.powercurve.pitch | output | deg | [ 0. 0. 0. 0. 0. 0. 0. 0. 0. 0. 2.80452661 5.71515048 5.81457337 9.56023328 12.63793123 15.42238173 18.0480349 20.55479996 22.95263593 25.23850486] | rotor pitch schedule
rotorse.rp.powercurve.P_aero | output | W | [ -82060.48719699 516545.03632222 1693821.93457032 2910819.95548276 3854901.33650552 4304942.48553461 4394563.43535188 5007180.32403367 6336920.76762697 8684209.70952572 12577919.59808507 15962993.98112727 16137331.8788258 16137331.87767579 16137334.27936247 16137332.03469195 16137485.31344903 16137375.76342131 16137334.7101108 16137337.24257948] | rotor mechanical power
rotorse.rp.powercurve.T | output | N | [ 429682.00467021 705951.13992314 876084.08668119 1007545.78856808 1090707.15374962 1125842.17084273 1132537.66368304 1175713.34302965 1360569.98543456 1678632.27741477 1884779.251788 1884826.30972626 1884942.39167935 1533091.22388589 1304730.22763454 1139889.37739596 1014629.30409062 917319.87725462 840493.43067185 778977.16153496] | rotor aerodynamic thrust
rotorse.rp.powercurve.Q | output | N*m | [ -156723.98603916 986528.35032317 3234961.60325212 5559256.61238735 7362319.23403688 8221834.51558973 8392997.92160584 9563009.99426925 11296365.32894366 13937131.98265021 17884057.09650312 21003939.44885167 21233331.41950763 21233331.41799446 21233334.57810852 21233331.62459468 21233533.30716978 21233389.16239645 21233335.14488263 21233338.47707826] | rotor aerodynamic torque
rotorse.rp.powercurve.M | output | N*m | [12579184.24265124 20083942.09972681 24262231.35142706 27398904.74013554 29324185.94780142 30114765.85182822 30263342.69791822 31204181.76887675 36053121.85627774 44481309.08178596 49731486.2958258 48844469.92025254 48776982.06626128 37788863.79775801 30058437.7672941 24012407.19962802 19019362.93170451 14793831.2902425 11167762.65307336 8034153.96213774] | blade root moment
rotorse.rp.powercurve.Cp | output |  | [-0.0944218 0.20582701 0.35265613 0.4023313 0.41877926 0.42143747 0.42151247 0.41804951 0.41625463 0.41625463 0.41925665 0.36105253 0.35760305 0.24607613 0.16693834 0.11490815 0.08066169 0.05790903 0.04258143 0.03208587] | rotor electrical power coefficient
rotorse.rp.powercurve.Cp_aero | output |  | [-0.10158106 0.22143325 0.37939526 0.43283692 0.45053199 0.45339175 0.45347244 0.44974691 0.44781594 0.44781594 0.45104558 0.3884283 0.38471727 0.26473414 0.17959596 0.12362073 0.08677763 0.06229982 0.04581005 0.03451869] | rotor aerodynamic power coefficient
rotorse.rp.powercurve.Ct_aero | output |  | [1.59568471 1.2928413 1.04082097 0.91092979 0.83984128 0.80877769 0.80258352 0.75956608 0.74911624 0.74911624 0.66021043 0.50981955 0.50294311 0.3188362 0.20949711 0.14268661 0.10031583 0.07271727 0.05427932 0.04165692] | rotor aerodynamic thrust coefficient
rotorse.rp.powercurve.Cq_aero | output |  | [-0.0046675 0.0144887 0.03082113 0.04030752 0.04546246 0.04736631 0.04769841 0.04954592 0.04987883 0.04987883 0.05023855 0.0455612 0.04543475 0.03541335 0.02734165 0.02131512 0.01683579 0.01349849 0.01099683 0.00910605] | rotor aerodynamic torque coefficient
rotorse.rp.powercurve.Cm_aero | output |  | [0.37462917 0.29496381 0.23115867 0.19865638 0.18107739 0.17349235 0.17199019 0.16166876 0.15919169 0.15919169 0.13970197 0.10595214 0.10437222 0.06302497 0.03870552 0.0241049 0.0150802 0.00940474 0.00578383 0.0034455 ] | rotor aerodynamic moment coefficient
rotorse.rp.powercurve.ax_induct_rotor | output |  | [0.81416642 0.63521118 0.48510064 0.38434956 0.32175922 0.29795682 0.29360341 0.26621112 0.26016354 0.26016354 0.22064388 0.16085185 0.15833767 0.09650847 0.06317041 0.04343787 0.03094578 0.02269505 0.01705756 0.01309535] | rotor aerodynamic induction
rotorse.rp.powercurve.V_R25 | output | m/s | [10.55555556] | region 2.5 transition wind speed
rotorse.rp.powercurve.rated_V | output | m/s | [11.1920805] | rated wind speed
rotorse.rp.powercurve.rated_Omega | output | rpm | [7.2574654] | rotor rotation speed at rated
rotorse.rp.powercurve.rated_pitch | output | deg | [5.81457337] | pitch setting at rated
rotorse.rp.powercurve.rated_T | output | N | [1884942.39167935] | rotor aerodynamic thrust at rated
rotorse.rp.powercurve.rated_Q | output | N*m | [21233331.41950763] | rotor aerodynamic torque at rated
rotorse.rp.powercurve.rated_mech | output | W | [16137331.8788258] | Mechanical shaft power at rated
rotorse.rp.powercurve.ax_induct_regII | output |  | [0.09056511 0.13169318 0.15979189 0.18475164 0.23124183 0.29439726 0.30664817 0.32040269 0.31852138 0.3232001 0.32497131 0.32101483 0.3211676 0.3442652 0.34239094 0.31615981 0.29034054 0.28669319 0.27390791 0.26989112 0.26505094 0.25514993 0.2474722 0.24061689 0.23431329 0.22720183 0.21959276 0.21596561 0.21306112 0.1323464 ] | rotor axial induction at cut-in wind speed along blade span
rotorse.rp.powercurve.tang_induct_regII | output |  | [-0.09056511 0.16647864 0.12430838 0.08258345 0.064374 0.0575627 0.0445843 0.03563728 0.02853672 0.02361454 0.01957328 0.01645271 0.01411263 0.01258164 0.01094143 0.00904862 0.00730344 0.00645405 0.00560631 0.00496958 0.00448542 0.00399193 0.0035904 0.00320322 0.00293002 0.00287267 0.00270015 0.00252151 0.0023541 0.00154958] | rotor tangential induction at cut-in wind speed along blade span
rotorse.rp.powercurve.aoa_regII | output | deg | [10.07825652 10.90667236 10.6128118 11.19315657 11.71676446 11.33373962 10.65899857 10.2470739 9.34515613 8.70158878 8.66330544 8.64682434 8.52195412 9.18536828 9.43954463 9.57622371 9.66610888 9.66969838 9.7578607 9.8564882 9.72239821 9.61939582 9.63074978 9.75450736 9.56776284 8.94280299 8.04968358 7.06837279 6.14693193 6.18856782] | angle of attack distribution along blade span at cut-in wind speed
rotorse.rp.powercurve.L_D | output |  | [-1.05330936e-16 6.13989315e+00 2.85765313e+01 2.36786601e+01 2.47645634e+01 8.65527719e+01 1.04515739e+02 1.11959270e+02 1.19123621e+02 1.28853103e+02 1.05415596e+02 1.04461383e+02 1.05986141e+02 1.00260134e+02 9.63589828e+01 7.19575761e+01 4.95667357e+01 4.95090991e+01 4.81123271e+01 4.65922648e+01 4.86698234e+01 4.91362788e+01 5.02189941e+01 4.83828510e+01 5.11851153e+01 8.13601449e+01 1.11853020e+02 1.31597949e+02 1.48118713e+02 1.47461632e+02] | Lift over drag distribution along blade span at cut-in wind speed
rotorse.rp.powercurve.Cp_regII | output |  | [0.44781594] | power coefficient at cut-in wind speed
rotorse.rp.powercurve.Ct_regII | output |  | [0.74911624] | thrust coefficient at cut-in wind speed
rotorse.rp.powercurve.cl_regII | output |  | [-5.26654681e-17 1.14222749e+00 1.42507696e+00 1.45820715e+00 1.54152320e+00 1.62390831e+00 1.56051762e+00 1.50799192e+00 1.42467876e+00 1.38887900e+00 1.37892198e+00 1.36385539e+00 1.36504381e+00 1.41478688e+00 1.43070441e+00 1.39956676e+00 1.35078819e+00 1.35081816e+00 1.35148470e+00 1.35207505e+00 1.35123255e+00 1.33849856e+00 1.33566874e+00 1.33617189e+00 1.33532792e+00 1.31988082e+00 1.27160419e+00 1.20013080e+00 1.12081820e+00 1.12462866e+00] | lift coefficient distribution along blade span at cut-in wind speed
rotorse.rp.powercurve.cd_regII | output |  | [0.5 0.18603377 0.04986879 0.06158318 0.06224714 0.01876206 0.01493093 0.01346911 0.01195967 0.01077878 0.01308082 0.01305607 0.01287946 0.01411116 0.01484765 0.01944989 0.02725191 0.02728424 0.0280902 0.0290193 0.02776325 0.02724054 0.02659688 0.02761664 0.02608821 0.0162227 0.01136853 0.00911968 0.00756703 0.00762658] | drag coefficient distribution along blade span at cut-in wind speed
rotorse.rp.powercurve.rated_efficiency | output |  | [0.92952169] | Efficiency at rated conditions
rotorse.rp.powercurve.V_spline | output | m/s | [ 3. 3.11055276 3.22110553 3.33165829 3.44221106 3.55276382 3.66331658 3.77386935 3.88442211 3.99497487 4.10552764 4.2160804 4.32663317 4.43718593 4.54773869 4.65829146 4.76884422 4.87939698 4.98994975 5.10050251 5.21105528 5.32160804 5.4321608 5.54271357 5.65326633 5.7638191 5.87437186 5.98492462 6.09547739 6.20603015 6.31658291 6.42713568 6.53768844 6.64824121 6.75879397 6.86934673 6.9798995 7.09045226 7.20100503 7.31155779 7.42211055 7.53266332 7.64321608 7.75376884 7.86432161 7.97487437 8.08542714 8.1959799 8.30653266 8.41708543 8.52763819 8.63819095 8.74874372 8.85929648 8.96984925 9.08040201 9.19095477 9.30150754 9.4120603 9.52261307 9.63316583 9.74371859 9.85427136 9.96482412 10.07537688 10.18592965 10.29648241 10.40703518 10.51758794 10.6281407 10.73869347 10.84924623 10.95979899 11.07035176 11.18090452 11.29145729 11.40201005 11.51256281 11.62311558 11.73366834 11.84422111 11.95477387 12.06532663 12.1758794 12.28643216 12.39698492 12.50753769 12.61809045 12.72864322 12.83919598 12.94974874 13.06030151 13.17085427 13.28140704 13.3919598 13.50251256 13.61306533 13.72361809 13.83417085 13.94472362 14.05527638 14.16582915 14.27638191 14.38693467 14.49748744 14.6080402 14.71859296 14.82914573 14.93969849 15.05025126 15.16080402 15.27135678 15.38190955 15.49246231 15.60301508 15.71356784 15.8241206 15.93467337 16.04522613 16.15577889 16.26633166 16.37688442 16.48743719 16.59798995 16.70854271 16.81909548 16.92964824 17.04020101 17.15075377 17.26130653 17.3718593 17.48241206 17.59296482 17.70351759 17.81407035 17.92462312 18.03517588 18.14572864 18.25628141 18.36683417 18.47738693 18.5879397 18.69849246 18.80904523 18.91959799 19.03015075 19.14070352 19.25125628 19.36180905 19.47236181 19.58291457 19.69346734 19.8040201 19.91457286 20.02512563 20.13567839 20.24623116 20.35678392 20.46733668 20.57788945 20.68844221 20.79899497 20.90954774 21.0201005 21.13065327 21.24120603 21.35175879 21.46231156 21.57286432 21.68341709 21.79396985 21.90452261 22.01507538 22.12562814 22.2361809 22.34673367 22.45728643 22.5678392 22.67839196 22.78894472 22.89949749 23.01005025 23.12060302 23.23115578 23.34170854 23.45226131 23.56281407 23.67336683 23.7839196 23.89447236 24.00502513 24.11557789 24.22613065 24.33668342 24.44723618 24.55778894 24.66834171 24.77889447 24.88944724 25. ] | wind vector
rotorse.rp.powercurve.P_spline | output | W | [-7.62770027e+04 -6.12962519e+04 -3.75338246e+04 -5.75592512e+03 3.32712422e+04 7.87814730e+04 1.30008563e+05 1.86186308e+05 2.46548503e+05 3.10328945e+05 3.76761429e+05 4.45079750e+05 5.16389734e+05 6.01003946e+05 6.98995810e+05 8.08420639e+05 9.27333746e+05 1.05379044e+06 1.18584604e+06 1.32155585e+06 1.45897519e+06 1.59630652e+06 1.73915341e+06 1.89035635e+06 2.04872715e+06 2.21307761e+06 2.38221954e+06 2.55496475e+06 2.73021926e+06 2.91243531e+06 3.10241364e+06 3.29711315e+06 3.49349273e+06 3.68993603e+06 3.88957012e+06 4.08801099e+06 4.27942698e+06 4.46958097e+06 4.67000471e+06 4.88201534e+06 5.10140467e+06 5.32839794e+06 5.56322038e+06 5.80609723e+06 6.05690387e+06 6.31475967e+06 6.57991261e+06 6.85270497e+06 7.13347900e+06 7.42257695e+06 7.72034110e+06 8.02711370e+06 8.35003143e+06 8.69729515e+06 9.06299120e+06 9.44099002e+06 9.82516209e+06 1.02093779e+07 1.05875078e+07 1.09534224e+07 1.13009921e+07 1.16240874e+07 1.19232448e+07 1.22109274e+07 1.24887692e+07 1.27579297e+07 1.30195681e+07 1.32748438e+07 1.35249161e+07 1.37709444e+07 1.40140879e+07 1.42555060e+07 1.44963581e+07 1.47378035e+07 1.49936142e+07 1.50000000e+07 1.50000000e+07 1.50000000e+07 1.50000000e+07 1.50000000e+07 1.50000000e+07 1.50000000e+07 1.50000000e+07 1.50000000e+07 1.50000000e+07 1.50000000e+07 1.50000000e+07 1.50000000e+07 1.50000000e+07 1.50000001e+07 1.50000001e+07 1.50000003e+07 1.50000004e+07 1.50000006e+07 1.50000008e+07 1.50000010e+07 1.50000012e+07 1.50000014e+07 1.50000016e+07 1.50000018e+07 1.50000020e+07 1.50000021e+07 1.50000022e+07 1.50000022e+07 1.50000022e+07 1.50000022e+07 1.50000021e+07 1.50000020e+07 1.50000019e+07 1.50000017e+07 1.50000015e+07 1.50000014e+07 1.50000012e+07 1.50000010e+07 1.50000008e+07 1.50000007e+07 1.50000005e+07 1.50000004e+07 1.50000003e+07 1.50000002e+07 1.50000002e+07 1.50000003e+07 1.50000022e+07 1.50000064e+07 1.50000123e+07 1.50000199e+07 1.50000288e+07 1.50000388e+07 1.50000495e+07 1.50000608e+07 1.50000723e+07 1.50000838e+07 1.50000950e+07 1.50001056e+07 1.50001154e+07 1.50001241e+07 1.50001315e+07 1.50001372e+07 1.50001410e+07 1.50001426e+07 1.50001422e+07 1.50001405e+07 1.50001378e+07 1.50001340e+07 1.50001294e+07 1.50001241e+07 1.50001181e+07 1.50001116e+07 1.50001048e+07 1.50000977e+07 1.50000905e+07 1.50000832e+07 1.50000761e+07 1.50000692e+07 1.50000627e+07 1.50000567e+07 1.50000512e+07 1.50000465e+07 1.50000426e+07 1.50000397e+07 1.50000369e+07 1.50000341e+07 1.50000313e+07 1.50000286e+07 1.50000259e+07 1.50000233e+07 1.50000208e+07 1.50000184e+07 1.50000161e+07 1.50000139e+07 1.50000119e+07 1.50000100e+07 1.50000083e+07 1.50000068e+07 1.50000055e+07 1.50000044e+07 1.50000036e+07 1.50000030e+07 1.50000027e+07 1.50000026e+07 1.50000026e+07 1.50000026e+07 1.50000026e+07 1.50000027e+07 1.50000027e+07 1.50000027e+07 1.50000027e+07 1.50000028e+07 1.50000029e+07 1.50000029e+07 1.50000030e+07 1.50000032e+07 1.50000033e+07 1.50000035e+07 1.50000036e+07 1.50000039e+07 1.50000041e+07 1.50000044e+07 1.50000047e+07 1.50000050e+07] | rotor electrical power
rotorse.rp.powercurve.Omega_spline | output | rpm | [5. 5. 5. 5. 5. 5. 5. 5. 5. 5. 5. 5. 5. 5. 5. 5. 5. 5. 5. 5. 5. 5. 5. 5. 5. 5. 5. 5. 5. 5. 5. 5. 5. 5. 5. 5. 5. 5. 5.00013339 5.0246135 5.08262095 5.16156543 5.24885664 5.33190429 5.40394614 5.47724055 5.55252779 5.62924533 5.70683062 5.78472112 5.86235431 5.93916765 6.0164883 6.09663462 6.17851126 6.26096705 6.34285081 6.42301137 6.50029756 6.57355821 6.64164213 6.70339815 6.76101635 6.82065655 6.88128465 6.94159771 7.00029279 7.05606696 7.10761727 7.15364079 7.19283458 7.22389571 7.24552123 7.25640821 7.2574654 7.2574654 7.2574654 7.2574654 7.2574654 7.2574654 7.2574654 7.2574654 7.2574654 7.2574654 7.2574654 7.2574654 7.2574654 7.2574654 7.2574654 7.2574654 7.2574654 7.2574654 7.2574654 7.2574654 7.2574654 7.2574654 7.2574654 7.2574654 7.2574654 7.2574654 7.2574654 7.2574654 7.2574654 7.2574654 7.2574654 7.2574654 7.2574654 7.2574654 7.2574654 7.2574654 7.2574654 7.2574654 7.2574654 7.2574654 7.2574654 7.2574654 7.2574654 7.2574654 7.2574654 7.2574654 7.2574654 7.2574654 7.2574654 7.2574654 7.2574654 7.2574654 7.2574654 7.2574654 7.2574654 7.2574654 7.2574654 7.2574654 7.2574654 7.2574654 7.2574654 7.2574654 7.2574654 7.2574654 7.2574654 7.2574654 7.2574654 7.2574654 7.2574654 7.2574654 7.2574654 7.2574654 7.2574654 7.2574654 7.2574654 7.2574654 7.2574654 7.2574654 7.2574654 7.2574654 7.2574654 7.2574654 7.2574654 7.2574654 7.2574654 7.2574654 7.2574654 7.2574654 7.2574654 7.2574654 7.2574654 7.2574654 7.2574654 7.2574654 7.2574654 7.2574654 7.2574654 7.2574654 7.2574654 7.2574654 7.2574654 7.2574654 7.2574654 7.2574654 7.2574654 7.2574654 7.2574654 7.2574654 7.2574654 7.2574654 7.2574654 7.2574654 7.2574654 7.2574654 7.2574654 7.2574654 7.2574654 7.2574654 7.2574654 7.2574654 7.2574654 7.2574654 7.2574654 7.2574654 7.2574654 7.2574654 ] | omega
rotorse.rs.aero_gust.loads_r | output | m | [ 5. 9.1379309 13.27586218 17.41379339 21.55172397 25.68965483 29.8275866 33.96551734 38.10344794 42.24137925 46.37931072 50.51724133 54.65517201 58.79310371 62.93103471 67.06896529 71.20689629 75.34482799 79.48275867 83.62068928 87.75862075 91.89655206 96.03448266 100.1724134 104.31034517 108.44827603 112.58620661 116.72413775 120.86207007 125. ]
rotorse.rs.aero_gust.loads_Px | output | N/m | [ 546.60696506 1823.52699437 3192.15210332 4227.45207113 5283.79828159 5507.34767566 6298.56668489 7169.66396597 8103.21980776 8160.39282067 7994.49948747 8251.91141327 8464.46845291 8932.35896887 9278.46346596 9295.09919422 9477.13043301 9882.37861348 10106.75976835 10527.5188093 10959.10239975 11299.08398299 11492.96083672 11681.78130748 11815.31150381 12277.59232347 11944.92398727 11007.58508518 8745.96719021 3283.61205989]
rotorse.rs.aero_gust.loads_Py | output | N/m | [ 125.68150374 -1980.19129574 -2932.52932651 -2944.12355668 -2834.94281805 -2366.33904045 -2507.35861494 -2660.15329792 -3023.68721429 -2921.42686091 -2661.42214224 -2555.1448638 -2474.97890411 -2316.75912134 -2277.41060062 -2254.52969465 -2350.41364383 -2373.8128749 -2366.25903663 -2389.1191256 -2464.8101143 -2555.93555269 -2615.68094105 -2567.74573838 -2545.9660001 -2665.46816481 -2635.41460296 -2385.14324549 -1840.76258486 -697.20243899]
rotorse.rs.aero_gust.loads_Pz | output | N/m | [0. 0. 0. 0. 0. 0. 0. 0. 0. 0. 0. 0. 0. 0. 0. 0. 0. 0. 0. 0. 0. 0. 0. 0. 0. 0. 0. 0. 0. 0.]
rotorse.rs.aero_hub_loads.P | output | W | [40545020.6189558] | Rotor aerodynamic power
rotorse.rs.aero_hub_loads.Mb | output | N/m | [73252476.78138953] | Aerodynamic blade root flapwise moment
rotorse.rs.aero_hub_loads.Fhub | output | N | [2955955.07343907 9932.01950915 31051.91777781] | Aerodynamic forces at hub center in the hub c.s.
rotorse.rs.aero_hub_loads.Mhub | output | N*m | [53348711.34073131 2944596.6894343 6494992.82163431] | Aerodynamic moments at hub center in the hub c.s.
rotorse.rs.aero_hub_loads.CP | output |  | [0.16046154] | Rotor aerodynamic power coefficient
rotorse.rs.aero_hub_loads.CMb | output |  | [0.04734505] | Aerodynamic blade root flapwise moment coefficient
rotorse.rs.aero_hub_loads.CFhub | output |  | [0.23823245 0.00080046 0.0025026 ] | Aerodynamic force coefficients at hub center in the hub c.s.
rotorse.rs.aero_hub_loads.CMhub | output |  | [0.03448071 0.00190317 0.00419789] | Aerodynamic moment coefficients at hub center in the hub c.s.
rotorse.rs.brs.d_r | output | m | [6.67027242] | Root fastener circle diameter
rotorse.rs.brs.ratio | output |  | [1.34759784] | Ratio of recommended diameter over actual diameter. It can be constrained to be smaller than 1
rotorse.rs.constr.constr_max_strainU_spar | output |  | [3.00407209e-01 3.00360527e-01 6.13646426e-01 6.53145961e-01 6.57506095e-01 6.88171726e-01 6.39762277e-01 5.87391588e-01 5.34258542e-01 5.26375927e-01 5.51022271e-01 5.33715661e-01 5.20969140e-01 5.06854942e-01 4.99575812e-01 5.25212898e-01 5.78267101e-01 5.43997070e-01 5.20562676e-01 4.79341861e-01 4.38785817e-01 4.40012528e-01 5.01414178e-01 5.06780418e-01 5.01298522e-01 5.36269218e-01 4.85062343e-01 3.63874470e-01 2.02270618e-01 6.38415785e-04] | constraint for maximum strain in spar cap suction side
rotorse.rs.constr.constr_max_strainL_spar | output |  | [2.93165357e-01 4.33533281e-01 7.09258245e-01 7.00695399e-01 6.70651861e-01 6.81914081e-01 6.11044382e-01 5.57199468e-01 5.01882713e-01 4.98679274e-01 5.27620564e-01 5.09453335e-01 4.97409070e-01 4.86188301e-01 4.78501981e-01 5.07535754e-01 5.61819401e-01 5.28152302e-01 5.06877534e-01 4.68694365e-01 4.29994204e-01 4.30720303e-01 4.87293826e-01 4.92040833e-01 4.88779314e-01 5.21379779e-01 4.71950443e-01 3.51986701e-01 1.93904241e-01 6.26812361e-04] | constraint for maximum strain in spar cap pressure side
rotorse.rs.constr.constr_max_strainU_te | output |  | [1.40094149e-01 2.59242166e-01 7.75132973e-02 7.82579206e-02 2.76703693e-02 9.73471552e-03 3.88699957e-02 3.23791053e-02 3.44340411e-02 2.36302598e-02 1.67440311e-02 1.96499987e-02 2.03729810e-02 1.71595027e-02 2.66860828e-02 3.37539067e-02 4.12831909e-02 6.12550447e-02 8.34164266e-02 1.05517150e-01 1.14254388e-01 1.10447635e-01 1.23825655e-01 1.00649391e-01 1.70876918e-02 4.68204458e-03 4.84239959e-03 4.07373186e-03 7.54470438e-03 6.31490098e-05] | constraint for maximum strain in trailing edge suction side
rotorse.rs.constr.constr_max_strainL_te | output |  | [1.40094149e-01 2.59242166e-01 7.75132973e-02 3.49087252e-02 1.39262966e-02 4.85870244e-02 7.51703683e-02 6.64687820e-02 6.61675538e-02 5.55894386e-02 5.11928609e-02 5.52958898e-02 5.76134666e-02 5.58082840e-02 6.75893654e-02 8.01054425e-02 9.90232052e-02 1.18581934e-01 1.42799218e-01 1.63605131e-01 1.70631345e-01 1.77168273e-01 2.28933451e-01 2.14221579e-01 1.70876918e-02 4.68204458e-03 4.84239959e-03 4.07373186e-03 7.54470438e-03 6.31490098e-05] | constraint for maximum strain in trailing edge pressure side
rotorse.rs.constr.constr_flap_f_margin | output |  | [-0.10592666 -0.93503852 -2.10233753 -3.57725448 -5.73922601] | constraint on flap blade frequency such that ratio of 3P/f is above or below gamma with constraint <= 0
rotorse.rs.constr.constr_edge_f_margin | output |  | [ -0.40263499 -1.59589058 -4.00972436 -6.69366999 -10.15298704] | constraint on edge blade frequency such that ratio of 3P/f is above or below gamma with constraint <= 0
rotorse.rs.curvature.s | output | m | [ 5. 9.1379309 13.27586218 17.41379339 21.55172397 25.68965483 29.8275866 33.96551734 38.10344794 42.24137925 46.37931072 50.51724133 54.65517201 58.79310371 62.93103471 67.06896529 71.20689629 75.34482799 79.48275867 83.62068928 87.75862075 91.89655206 96.03448266 100.1724134 104.31034517 108.44827603 112.58620661 116.72413775 120.86207007 125. ] | cumulative path length along blade
rotorse.rs.curvature.blades_cg_hubcc | output | m | [2.63680435] | cg of all blades relative to hub along shaft axis. Distance is should be interpreted as negative for upwind and positive for downwind turbines
rotorse.rs.frame.root_F | output | N | [-1155919.32513016 -177965.5741005 660963.42619114] | Blade root forces in blade c.s.
rotorse.rs.frame.root_M | output | N*m | [ 8846766.04966814 -73572140.36600074 -0. ] | Blade root moment in blade c.s.
rotorse.rs.frame.flap_mode_shapes | output |  | [[ 3.86071192e-01 1.13156467e+00 -1.38873750e+00 1.47376317e+00 -6.02661538e-01] [-4.06646726e-01 -9.16402732e-01 5.72167617e-01 2.31325339e+00 -5.62371554e-01] [-1.21553059e-01 4.38663793e+00 -6.20152904e+00 -7.90770602e+00 1.08441502e+01] [ 3.31703812e+00 -4.52957592e+01 1.61353109e+02 -2.15535971e+02 9.71615830e+01] [ 2.32452252e+01 -1.75738539e+02 4.62744852e+02 -5.10624297e+02 2.01372759e+02]] | 6-degree polynomial coefficients of mode shapes in the flap direction (x^2..x^6, no linear or constant term)
rotorse.rs.frame.edge_mode_shapes | output |  | [[ 0.68956211 1.61304143 -6.11623552 8.54176158 -3.7281296 ] [ -2.0355144 10.17084582 -28.58267105 35.83519541 -14.38785579] [ -1.95692746 24.65943001 -69.55649495 67.92661704 -20.07262463] [ -3.11216645 2.1697027 40.73553608 -88.02542742 49.23235509] [ 20.11367917 -153.48073272 406.90142657 -451.68328095 179.14890794]] | 6-degree polynomial coefficients of mode shapes in the edge direction (x^2..x^6, no linear or constant term)
rotorse.rs.frame.tors_mode_shapes | output |  | [[0. 0. 0. 0. 0.] [0. 0. 0. 0. 0.] [0. 0. 0. 0. 0.] [0. 0. 0. 0. 0.] [0. 0. 0. 0. 0.]] | 6-degree polynomial coefficients of mode shapes in the torsional direction (x^2..x^6, no linear or constant term)
rotorse.rs.frame.all_mode_shapes | output |  | [[ 3.86071192e-01 1.13156467e+00 -1.38873750e+00 1.47376317e+00 -6.02661538e-01] [ 6.89562105e-01 1.61304143e+00 -6.11623552e+00 8.54176158e+00 -3.72812960e+00] [-4.06646726e-01 -9.16402732e-01 5.72167617e-01 2.31325339e+00 -5.62371554e-01] [-2.03551440e+00 1.01708458e+01 -2.85826710e+01 3.58351954e+01 -1.43878558e+01] [-1.21553059e-01 4.38663793e+00 -6.20152904e+00 -7.90770602e+00 1.08441502e+01] [-1.95692746e+00 2.46594300e+01 -6.95564950e+01 6.79266170e+01 -2.00726246e+01] [ 3.31703812e+00 -4.52957592e+01 1.61353109e+02 -2.15535971e+02 9.71615830e+01] [-3.11216645e+00 2.16970270e+00 4.07355361e+01 -8.80254274e+01 4.92323551e+01] [ 2.32452252e+01 -1.75738539e+02 4.62744852e+02 -5.10624297e+02 2.01372759e+02] [ 2.01136792e+01 -1.53480733e+02 4.06901427e+02 -4.51683281e+02 1.79148908e+02]] | 6-degree polynomial coefficients of mode shapes in the edge direction (x^2..x^6, no linear or constant term)
rotorse.rs.frame.flap_mode_freqs | output | Hz | [0.52088882 1.44212421 2.73912312 4.37791972 6.78011031] | Frequencies associated with mode shapes in the flap direction
rotorse.rs.frame.edge_mode_freqs | output | Hz | [ 0.85056473 2.17640428 4.85844181 7.84060362 11.68428924] | Frequencies associated with mode shapes in the edge direction
rotorse.rs.frame.tors_mode_freqs | output | Hz | [0. 0. 0. 0. 0.] | Frequencies associated with mode shapes in the torsional direction
rotorse.rs.frame.freqs | output | Hz | [0.52088882 0.85056473 1.44212421 2.17640428 2.73912312 3.48185628 4.37791972 4.85844181 6.07028642 6.78011031] | ration of 2nd and 1st natural frequencies, should be ratio of edgewise to flapwise
rotorse.rs.frame.freq_distance | output |  | [1.63291033] | ration of 2nd and 1st natural frequencies, should be ratio of edgewise to flapwise
rotorse.rs.frame.dx | output | m | [-0.00000000e+00 4.73688502e-03 2.45107897e-02 6.89757129e-02 1.44126315e-01 2.53168967e-01 3.98346701e-01 5.79701360e-01 7.95343617e-01 1.04445822e+00 1.32989901e+00 1.65728098e+00 2.03040426e+00 2.45116862e+00 2.92171890e+00 3.44627611e+00 4.03538306e+00 4.70326823e+00 5.45707803e+00 6.29766919e+00 7.22416504e+00 8.23679600e+00 9.34639901e+00 1.05756392e+01 1.19416807e+01 1.34606246e+01 1.51645292e+01 1.70681524e+01 1.91448418e+01 2.13361979e+01] | deflection of blade section in airfoil x-direction
rotorse.rs.frame.dy | output | m | [ 0.00000000e+00 -1.49272312e-03 -9.67686873e-03 -2.91678756e-02 -6.01169358e-02 -1.00829797e-01 -1.49841484e-01 -2.05927556e-01 -2.67930689e-01 -3.35165926e-01 -4.07393731e-01 -4.84465144e-01 -5.66102105e-01 -6.51796467e-01 -7.40861105e-01 -8.32851575e-01 -9.27477255e-01 -1.02428681e+00 -1.12316579e+00 -1.22454747e+00 -1.32906213e+00 -1.43699290e+00 -1.54773984e+00 -1.65992289e+00 -1.77258066e+00 -1.88571616e+00 -1.99949237e+00 -2.11463045e+00 -2.23203907e+00 -2.35149861e+00] | deflection of blade section in airfoil y-direction
rotorse.rs.frame.dz | output | m | [-0.00000000e+00 -6.94030559e-05 -1.56701994e-04 -2.50077270e-04 -3.64689106e-04 -4.92047341e-04 -6.25395567e-04 -7.55964805e-04 -8.78742530e-04 -9.91447078e-04 -1.09447925e-03 -1.18982103e-03 -1.27906959e-03 -1.36345445e-03 -1.44355521e-03 -1.51923676e-03 -1.58998925e-03 -1.65539971e-03 -1.71517609e-03 -1.76928491e-03 -1.81742040e-03 -1.86001257e-03 -1.89862832e-03 -1.93488830e-03 -1.96928329e-03 -2.00145442e-03 -2.03057717e-03 -2.05737924e-03 -2.08010303e-03 -2.09494122e-03] | deflection of blade section in airfoil z-direction
rotorse.rs.frame.EI11 | output | N*m**2 | [1.35243237e+11 5.76207183e+10 2.91758577e+10 2.84030427e+10 2.70728838e+10 2.21152137e+10 2.15636974e+10 2.08862008e+10 2.03071219e+10 1.66139492e+10 1.21876273e+10 1.05578897e+10 8.99254243e+09 7.64667245e+09 6.31335411e+09 4.49944232e+09 2.87528366e+09 2.43939044e+09 1.96552788e+09 1.64844363e+09 1.36048643e+09 9.39263865e+08 5.14702328e+08 3.40652444e+08 2.10914879e+08 9.34519707e+07 4.59409347e+07 2.09599386e+07 5.53655695e+06 1.11998226e+05] | stiffness w.r.t principal axis 1
rotorse.rs.frame.EI22 | output | N*m**2 | [1.35360325e+11 1.51618407e+11 1.40507176e+11 1.22032114e+11 9.73694364e+10 7.68008936e+10 6.34476046e+10 5.87277134e+10 5.75893405e+10 5.55443834e+10 5.04175376e+10 4.39413311e+10 3.61955343e+10 2.82963514e+10 2.08249163e+10 1.50038806e+10 1.09276055e+10 7.67618182e+09 4.87261821e+09 3.16463232e+09 2.36416252e+09 1.88705915e+09 1.45712626e+09 1.08637476e+09 6.46877644e+08 4.22638080e+08 2.43686584e+08 1.34665665e+08 5.05561891e+07 1.83454956e+06] | stiffness w.r.t principal axis 2
rotorse.rs.frame.alpha | output | deg | [34.07646122 3.65448203 3.61797588 4.8146781 5.91074363 6.15890671 6.7430194 6.27150121 5.99478278 4.94199022 3.63683137 3.43222314 3.34347494 2.96055125 2.82133422 2.23674974 1.06393104 0.9992251 0.8837921 0.42765968 0.18043645 0.13223852 0.39079473 0.45189011 0.70517266 1.09708957 1.11555556 1.09540367 0.95836058 0.77531738] | Angle between blade c.s. and principal axes
rotorse.rs.frame.M1 | output | N*m | [-3.82337951e+07 -3.56123711e+07 -5.59939399e+07 -5.56818453e+07 -5.33136144e+07 -5.01458162e+07 -4.64172946e+07 -4.25827718e+07 -3.88329589e+07 -3.52108997e+07 -3.17590489e+07 -2.84420819e+07 -2.52897899e+07 -2.23071473e+07 -1.94970924e+07 -1.68805839e+07 -1.44431459e+07 -1.21995528e+07 -1.01571326e+07 -8.29634465e+06 -6.62274168e+06 -5.14148871e+06 -3.84857805e+06 -2.74105554e+06 -1.82079366e+06 -1.09105287e+06 -5.55341663e+05 -2.09823738e+05 -3.86064869e+04 6.80903948e+00] | distribution along blade span of bending moment w.r.t principal axis 1
rotorse.rs.frame.M2 | output | N*m | [ 6.34768184e+07 5.94348255e+07 3.21066089e+07 2.21262539e+07 1.51501060e+07 9.72471856e+06 6.60629885e+06 4.74729186e+06 3.33155383e+06 2.26256428e+06 9.31644809e+05 1.55420831e+04 -3.67494585e+05 -8.64414080e+05 -1.26621651e+06 -1.37395612e+06 -1.47688519e+06 -1.45609983e+06 -1.29998261e+06 -1.16418580e+06 -1.00738680e+06 -8.09704020e+05 -6.12038797e+05 -4.42899872e+05 -2.95221711e+05 -1.66310422e+05 -7.63690301e+04 -2.58619826e+04 -4.37657396e+03 8.47204177e-02] | distribution along blade span of bending moment w.r.t principal axis 2
rotorse.rs.frame.F2 | output | N | [ 6.36279358e+05 6.28918055e+05 1.00592909e+06 1.04682383e+06 1.05137089e+06 1.04072413e+06 1.01754850e+06 9.86897310e+05 9.50966978e+05 9.11805887e+05 8.72599123e+05 8.32155208e+05 7.90380219e+05 7.46982770e+05 7.01790184e+05 6.56389022e+05 6.10474553e+05 5.63716959e+05 5.16552605e+05 4.68244701e+05 4.18537738e+05 3.67994506e+05 3.17160292e+05 2.66218962e+05 2.15511543e+05 1.64577019e+05 1.13604849e+05 6.53866417e+04 2.39817501e+04 -8.81488126e+02] | distribution along blade span of force w.r.t principal axis 2
rotorse.rs.frame.F3 | output | N | [ 6.60963426e+05 7.28450073e+05 7.61229216e+05 7.69424456e+05 7.61572480e+05 7.45321309e+05 7.25640594e+05 7.03016592e+05 6.76426073e+05 6.45066598e+05 6.08662994e+05 5.67618492e+05 5.22975939e+05 4.76299149e+05 4.29051223e+05 3.82239272e+05 3.36330604e+05 2.91561672e+05 2.48488727e+05 2.07443490e+05 1.68119420e+05 1.30901824e+05 9.73685727e+04 6.87940916e+04 4.61562154e+04 2.93396389e+04 1.71417988e+04 8.53836563e+03 2.82389153e+03 -1.45519152e-11] | axial resultant along blade span
rotorse.rs.strains.strainU_spar | output |  | [-1.20162884e-03 -1.20144211e-03 -2.45458571e-03 -2.61258385e-03 -2.63002438e-03 -2.75268691e-03 -2.55904911e-03 -2.34956635e-03 -2.13703417e-03 -2.10550371e-03 -2.20408908e-03 -2.13486264e-03 -2.08387656e-03 -2.02741977e-03 -1.99830325e-03 -2.10085159e-03 -2.31306840e-03 -2.17598828e-03 -2.08225071e-03 -1.91736745e-03 -1.75514327e-03 -1.76005011e-03 -2.00565671e-03 -2.02712167e-03 -2.00519409e-03 -2.14507687e-03 -1.94024937e-03 -1.45549788e-03 -8.09082471e-04 2.55366314e-06] | strain in spar cap on upper surface at location xu,yu_strain with loads P_strain
rotorse.rs.strains.strainL_spar | output |  | [ 1.17266143e-03 1.73413312e-03 2.83703298e-03 2.80278160e-03 2.68260744e-03 2.72765633e-03 2.44417753e-03 2.22879787e-03 2.00753085e-03 1.99471710e-03 2.11048226e-03 2.03781334e-03 1.98963628e-03 1.94475320e-03 1.91400792e-03 2.03014302e-03 2.24727761e-03 2.11260921e-03 2.02751014e-03 1.87477746e-03 1.71997681e-03 1.72288121e-03 1.94917530e-03 1.96816333e-03 1.95511726e-03 2.08551911e-03 1.88780177e-03 1.40794680e-03 7.75616963e-04 -2.50724944e-06] | strain in spar cap on lower surface at location xl,yl_strain with loads P_strain
rotorse.rs.strains.strainU_te | output |  | [ 5.60376595e-04 1.03696867e-03 3.10053189e-04 -3.13031682e-04 -1.10681477e-04 3.89388621e-05 1.55479983e-04 1.29516421e-04 1.37736164e-04 9.45210391e-05 6.69761245e-05 7.85999948e-05 8.14919240e-05 6.86380106e-05 1.06744331e-04 1.35015627e-04 1.65132763e-04 2.45020179e-04 3.33665707e-04 4.22068600e-04 4.57017554e-04 4.41790539e-04 4.95302619e-04 4.02597563e-04 -6.83507670e-05 -1.87281783e-05 -1.93695984e-05 1.62949274e-05 3.01788175e-05 -2.52596039e-07] | strain in trailing-edge panels on upper surface at location xu,yu_te with loads P_te
rotorse.rs.strains.strainL_te | output |  | [ 5.60376595e-04 1.03696867e-03 3.10053189e-04 -1.39634901e-04 5.57051865e-05 1.94348098e-04 3.00681473e-04 2.65875128e-04 2.64670215e-04 2.22357754e-04 2.04771444e-04 2.21183559e-04 2.30453866e-04 2.23233136e-04 2.70357462e-04 3.20421770e-04 3.96092821e-04 4.74327734e-04 5.71196871e-04 6.54420524e-04 6.82525379e-04 7.08673090e-04 9.15733804e-04 8.56886317e-04 -6.83507670e-05 -1.87281783e-05 -1.93695984e-05 1.62949274e-05 3.01788175e-05 -2.52596039e-07] | strain in trailing-edge panels on lower surface at location xl,yl_te with loads P_te
rotorse.rs.strains.axial_root_sparU_load2stress | output | m**2 | [ 0. 0. -0.63346887 -0.43057043 0.30506839 0. ] | Linear conversion factors between loads [Fx-z; Mx-z] and axial stress in the upper spar cap at blade root
rotorse.rs.strains.axial_root_sparL_load2stress | output | m**2 | [ 0. 0. -0.63346887 0.43047054 -0.30525553 0. ] | Linear conversion factors between loads [Fx-z; Mx-z] and axial stress in the lower spar cap at blade root
rotorse.rs.strains.axial_maxc_teU_load2stress | output | m**2 | [ 0. 0. -0.94514313 0.69904325 0.16679808 0. ] | Linear conversion factors between loads [Fx-z; Mx-z] and axial stress in the upper trailing edge at blade max chord
rotorse.rs.strains.axial_maxc_teL_load2stress | output | m**2 | [ 0. 0. -0.94514313 0.69904325 0.16679808 0. ] | Linear conversion factors between loads [Fx-z; Mx-z] and axial stress in the lower trailing edge at blade max chord
rotorse.rs.tip_pos.tip_deflection | output | m | [20.66969972] | deflection at tip in yaw x-direction
rotorse.rs.tot_loads_gust.Px_af | output | N/m | [ 932.32104257 3985.8035981 5767.75484894 6751.19540026 7400.94532298 7118.5786721 7723.28223441 8557.76779118 9572.97022202 9673.2183702 9518.7547945 9799.25969368 10005.69086736 10397.85703831 10675.05681619 10625.38075304 10752.72822009 11091.54623238 11233.50892238 11579.48456463 11960.48766757 12227.15322743 12301.39082633 12351.98092357 12333.80094122 12704.44420972 12302.93908044 11309.35047394 8966.9988329 3363.51652383] | total distributed loads in airfoil x-direction
rotorse.rs.tot_loads_gust.Py_af | output | N/m | [ 2005.92410823 1067.63249639 304.34239294 13.22596301 -395.95803055 -582.16084159 -831.1509075 -1054.70142382 -1316.46919367 -1304.8268511 -1232.71761229 -1215.11024264 -1213.73107378 -1296.64532186 -1373.94809692 -1411.54269875 -1542.85602573 -1614.50651885 -1662.55549127 -1745.76893391 -1829.58988164 -1928.29540391 -2030.88853631 -2049.17878239 -2028.14628913 -2031.48001235 -1863.58919127 -1516.79672897 -1034.55310374 -372.22671331] | total distributed loads in airfoil y-direction
rotorse.rs.tot_loads_gust.Pz_af | output | N/m | [-21149.44099081 -11469.11396612 -4374.14065888 413.10739384 3382.01554464 4472.71940247 5039.62602553 5895.31110997 6956.77780618 8200.30372907 9394.77412704 10443.40883203 11133.83279075 11426.61497703 11409.8878023 11215.8972395 10973.29825423 10665.02004335 10153.57675496 9684.96188847 9321.67488235 8666.8336524 7540.90990465 6270.0931771 4671.54806837 3456.46642583 2439.15891129 1719.16819723 1042.82756628 322.05405398] | total distributed loads in airfoil z-direction
rotorse.stall_check.no_stall_constraint | output |  | [0. 0. 0. 0. 0. 0. 0. 0.96760768 0.91310974 0.93032989 1.01108645 1.01581146 1.00969798 1.07098349 1.09332643 1.20412439 1.40942076 1.40982024 1.41963182 1.43060807 1.4156852 1.43136326 1.4439642 1.45811425 1.43676247 1.24236965 1.05016983 0.9568909 0.86930293 0.87326065] | Constraint, ratio between angle of attack plus a margin and stall angle
rotorse.stall_check.stall_angle_along_span | output | deg | [1.00000000e-06 2.97359203e+01 2.07370695e+01 2.12986751e+01 1.96273775e+01 1.43106343e+01 1.39258634e+01 1.36887732e+01 1.35180293e+01 1.25760519e+01 1.15337255e+01 1.14638523e+01 1.14095922e+01 1.13761384e+01 1.13761384e+01 1.04428678e+01 8.98553320e+00 8.98553320e+00 8.98553320e+00 8.98553320e+00 8.98553320e+00 8.81515149e+00 8.74608799e+00 8.74608799e+00 8.74608799e+00 9.61154447e+00 1.05201763e+01 1.05201763e+01 1.05201763e+01 1.05201763e+01] | Stall angle along blade span
rotorse.total_bc.total_blade_cost | output | USD | [801644.23420978] | Total blade cost (variable and fixed). For segmented blades, this is the total of inner+outer+joint
rotorse.wt_class.V_mean | output | m/s | [10.]
rotorse.wt_class.V_extreme1 | output | m/s | [40.]
rotorse.wt_class.V_extreme50 | output | m/s | [70.]
tcons.constr_tower_f_NPmargin | output |  | [0.01661501] | constraint on tower frequency such that ratio of 3P/f is above or below gamma with constraint <= 0
tcons.constr_tower_f_1Pmargin | output |  | [-0.2253005] | constraint on tower frequency such that ratio of 1P/f is above or below gamma with constraint <= 0
tcons.tip_deflection_ratio | output |  | [1.01955565]
tcons.blade_tip_tower_clearance | output | m | [28.73732221]
towerse.env.Px | output | N/m | [1003.22006519 1153.32291388 1260.92349773 1346.92579265 1447.66464492 1531.76180581 1604.65577582 1644.34707449 1681.57373733 1716.68041331 1490.1843358 1274.11263687 1062.48249754]
towerse.env.Py | output | N/m | [0. 0. 0. 0. 0. 0. 0. 0. 0. 0. 0. 0. 0.]
towerse.env.Pz | output | N/m | [0. 0. 0. 0. 0. 0. 0. 0. 0. 0. 0. 0. 0.]
towerse.env.qdyn | output | N/m**2 | [143.28736348 164.42570924 179.35513097 191.14571703 204.79247527 216.04830764 225.70439308 230.92328703 235.79334681 240.36423662 244.39535798 248.22628988 251.87865127]
towerse.env.wind.U | output | m/s | [15.29504994 16.38444804 17.11212154 17.66563444 18.28537836 18.78115893 19.19627485 19.41694135 19.62062001 19.80988154 19.97530549 20.13125461 20.27881779]
towerse.env.windLoads.windLoads_Px | output | N/m | [1003.22006519 1153.32291388 1260.92349773 1346.92579265 1447.66464492 1531.76180581 1604.65577582 1644.34707449 1681.57373733 1716.68041331 1490.1843358 1274.11263687 1062.48249754]
towerse.env.windLoads.windLoads_Py | output | N/m | [0. 0. 0. 0. 0. 0. 0. 0. 0. 0. 0. 0. 0.]
towerse.env.windLoads.windLoads_Pz | output | N/m | [0. 0. 0. 0. 0. 0. 0. 0. 0. 0. 0. 0. 0.]
towerse.env.windLoads.windLoads_qdyn | output | N/m**2 | [143.28736348 164.42570924 179.35513097 191.14571703 204.79247527 216.04830764 225.70439308 230.92328703 235.79334681 240.36423662 244.39535798 248.22628988 251.87865127]
towerse.env.windLoads.windLoads_z | output | m | [ 15. 26.61331002 38.22662005 49.83993007 66.43037296 83.02081585 99.61125874 109.56552448 119.51979021 129.47405594 138.76470396 148.05535198 157.346 ]
towerse.env.windLoads.windLoads_beta | output | deg | [0.]
towerse.g2e.Px | output | N/m | [0. 0. 0. 0. 0. 0. 0. 0. 0. 0. 0. 0. 0.]
towerse.g2e.Py | output | N/m | [0. 0. 0. 0. 0. 0. 0. 0. 0. 0. 0. 0. 0.]
towerse.g2e.Pz | output | N/m | [-1003.22006519 -1153.32291388 -1260.92349773 -1346.92579265 -1447.66464492 -1531.76180581 -1604.65577582 -1644.34707449 -1681.57373733 -1716.68041331 -1490.1843358 -1274.11263687 -1062.48249754]
towerse.g2e.qdyn | output | Pa | [143.28736348 164.42570924 179.35513097 191.14571703 204.79247527 216.04830764 225.70439308 230.92328703 235.79334681 240.36423662 244.39535798 248.22628988 251.87865127]
towerse.constr_d_to_t | output |  | [ 90.78623728 202.9584271 620.44089676 634.95928447]
towerse.constr_taper | output |  | [1. 1. 1. 0.5999]
towerse.slope | output |  | [1. 1. 1. 0.5999]
towerse.thickness_slope | output |  | [0.44731445 0.32711968 0.78165909]
towerse.member.nu_full | output |  | [0.26103405 0.26103405 0.26103405 0.26103405 0.26103405 0.26103405 0.26103405 0.26103405 0.26103405 0.26103405 0.26103405 0.26103405]
towerse.member.nodes_r | output | m | [5. 5. 5. 5. 5. 5. 5. 5. 5. 5. 4.33316667 3.66633333 2.9995 ]
towerse.member.center_of_buoyancy | output | m | [0. 0. 0.]
towerse.member.displacement | output | m**3 | [0.]
towerse.member.buoyancy_force | output | N | [0.]
towerse.member.idx_cb | output |  | [0.]
towerse.member.Awater | output | m**2 | [0.]
towerse.member.Iwaterx | output | m**4 | [0.]
towerse.member.Iwatery | output | m**4 | [0.]
towerse.member.added_mass | output | kg | [0. 0. 0. 0. 0. 0.]
towerse.member.waterline_centroid | output | m | [0. 0.]
towerse.member.z_dim | output | m | [ 15. 26.61331002 38.22662005 49.83993007 66.43037296 83.02081585 99.61125874 109.56552448 119.51979021 129.47405594 138.76470396 148.05535198 157.346 ]
towerse.member.d_eff | output | m | [10. 10. 10. 10. 10. 10. 10. 10. 10. 10. 8.66633333 7.33266667 5.999 ]
towerse.tower_section_height | output | m | [34.83993007 49.77132867 29.8627972 27.87194406]
towerse.member.sigma_ult | output | Pa | [4.5e+08 4.5e+08 4.5e+08 4.5e+08]
towerse.member.wohler_exp | output |  | [3. 3. 3. 3.]
towerse.member.wohler_A | output |  | [3.55346484e+10 3.55346484e+10 3.55346484e+10 3.55346484e+10]
towerse.member.ballast_density | output | kg/m**3 | []
towerse.member.ballast_unit_cost | output | USD/kg | []
towerse.z_param | output | m | [ 15. 49.83993007 99.61125874 129.47405594 157.346 ]
towerse.member.sec_loc | output |  | [0. 0.38116592 0.73991031 1. ] | normalized sectional location
towerse.member.str_tw | output | deg | [0. 0. 0. 0.] | structural twist of section
towerse.member.tw_iner | output | deg | [0. 0. 0. 0.] | inertial twist of section
towerse.member.mass_den | output | kg/m | [28562.61666655 12855.11765174 4219.17262143 2638.29618406] | sectional mass per unit length
towerse.member.foreaft_iner | output | kg*m | [349253.99551056 159113.30572356 52569.92474566 21037.36323982] | sectional fore-aft intertia per unit length about the Y_G inertia axis
towerse.member.sideside_iner | output | kg*m | [349253.99551056 159113.30572356 52569.92474566 21037.36323982] | sectional side-side intertia per unit length about the Y_G inertia axis
towerse.member.foreaft_stff | output | N*m**2 | [8.36937444e+12 3.81292369e+12 1.25976335e+12 5.04130439e+11] | sectional fore-aft bending stiffness per unit length about the Y_E elastic axis
towerse.member.sideside_stff | output | N*m**2 | [8.36937444e+12 3.81292369e+12 1.25976335e+12 5.04130439e+11] | sectional side-side bending stiffness per unit length about the Y_E elastic axis
towerse.member.tor_stff | output | N*m**2 | [6.63691393e+12 3.02364849e+12 9.98992339e+11 3.99775439e+11] | sectional torsional stiffness
towerse.member.axial_stff | output | N | [6.84462417e+11 3.08054581e+11 1.01106461e+11 6.32230094e+10] | sectional axial stiffness
towerse.member.cg_offst | output | m | [0. 0. 0. 0.] | offset from the sectional center of mass
towerse.member.sc_offst | output | m | [0. 0. 0. 0.] | offset from the sectional shear center
towerse.member.tc_offst | output | m | [0. 0. 0. 0.] | offset from the sectional tension center
towerse.member.axial_load2stress | output | m**2 | [[0. 0. 0.29220012 0.11948324 0.11948324 0. ] [0. 0. 0.6492356 0.26226594 0.26226594 0. ] [0. 0. 1.97811295 0.79379988 0.79379988 0. ] [0. 0. 3.16340525 1.58679171 1.58679171 0. ]]
towerse.member.shear_load2stress | output | m**2 | [[0.47880484 0.47880484 0. 0. 0. 0.05974162] [1.06688948 1.06688948 0. 0. 0. 0.13113297] [3.25548781 3.25548781 0. 0. 0. 0.39689994] [5.20627271 5.20627271 0. 0. 0. 0.79339585]]
towerse.member.labor_hours | output | h | [692.58667304]
towerse.tower_cost | output | USD | [4632350.1263316]
towerse.member.section_D | output | m | [10. 10. 10. 10. 10. 10. 10. 10. 10. 9.33316667 7.9995 6.66583333]
towerse.member.section_t | output | m | [0.11785927 0.11785927 0.11785927 0.05272016 0.05272016 0.05272016 0.0172458 0.0172458 0.0172458 0.01348034 0.01348034 0.01348034]
towerse.member.section_sigma_y | output | Pa | [3.45e+08 3.45e+08 3.45e+08 3.45e+08 3.45e+08 3.45e+08 3.45e+08 3.45e+08 3.45e+08 3.45e+08 3.45e+08 3.45e+08]
towerse.post.axial_stress | output | Pa | [[38200848.24125439] [35270795.39410342] [32336272.42673151] [60151795.63309428] [49399868.74807401] [38667962.00139736] [96008096.58321044] [75110649.32767186] [54372794.75132518] [52424014.1973732 ] [37399629.55048582] [26952542.00888187]]
towerse.post.shear_stress | output | Pa | [[ 1517047.24232698] [ 1517439.09600801] [ 1517796.41632568] [ 3378529.37501366] [ 3379765.31667045] [ 3380776.28933437] [10299584.77979671] [10300310.28076245] [10300884.4067913 ] [14187578.10882505] [16765638.1797251 ] [20477918.4944906 ]]
towerse.post.hoop_stress | output | Pa | [[ -6907.09974038] [ -7716.69702293] [ -8316.46926288] [-19990.76363631] [-21248.08564392] [-22303.92015097] [-70713.46491309] [-72275.84254843] [-73737.87011789] [-89658.57808516] [-78075.51684842] [-66026.3128707 ]]
towerse.post.hoop_stress_euro | output | Pa | [[0.] [0.] [0.] [0.] [0.] [0.] [0.] [0.] [0.] [0.] [0.] [0.]]
towerse.post.constr_stress | output |  | [[0.19480274] [0.17993804] [0.16505701] [0.30748474] [0.25310692] [0.19900101] [0.49692544] [0.39289397] [0.29128058] [0.29472966] [0.24102289] [0.22671275]]
towerse.post.constr_shell_buckling | output |  | [[0.02388535] [0.02084607] [0.01792891] [0.06550068] [0.05969026] [0.05419314] [0.47016812] [0.45913326] [0.44809171] [0.7533349 ] [0.76038946] [0.78050433]]
towerse.post.constr_global_buckling | output |  | [[0.45765367] [0.41122954] [0.36499234] [0.68245749] [0.55431636] [0.42738843] [1.10795611] [0.89314468] [0.68099266] [0.7396459 ] [0.67292522] [0.68819737]]
towerse.height_constraint | output | m | [5.614]
towerse.transition_piece_height | output | m | [15.]
towerse.z_start | output | m | [15.]
towerse.tower.section_L | output | m | [11.61331002 11.61331002 11.61331002 16.59044289 16.59044289 16.59044289 9.95426573 9.95426573 9.95426573 9.29064802 9.29064802 9.29064802]
towerse.tower.f1 | output | Hz | [0.3847314]
towerse.tower.f2 | output | Hz | [0.39019486]
towerse.tower.structural_frequencies | output | Hz | [0.3847314 0.39019486 0.82570127 1.11742266 1.22983318 2.94287441]
towerse.tower.fore_aft_modes | output |  | [[ 0.66275313 0.65414009 -1.34961641 1.74753917 -0.71481599] [ 6.63847888 23.37948845 -76.84981042 92.00034906 -44.16850596] [ -34.9285943 89.52835122 -180.20956644 240.00037305 -113.39056354]]
towerse.tower.side_side_modes | output |  | [[ 0.65762859 0.59842809 -1.17972674 1.53942713 -0.61575706] [ 4.32757544 17.72634035 -56.72040476 68.36506615 -32.69857718] [ -34.41057629 86.95648046 -174.55232583 232.93128827 -109.92486662]]
towerse.tower.torsion_modes | output |  | [[ 2.99570924 -11.13211697 19.95903606 -15.18417074 4.36154242] [ 0. 0. 0. 0. 0. ] [ 0. 0. 0. 0. 0. ]]
towerse.tower.fore_aft_freqs | output | Hz | [0.39019486 1.22983318 2.97181925]
towerse.tower.side_side_freqs | output | Hz | [0.3847314 1.11742266 2.94287441]
towerse.tower.torsion_freqs | output | Hz | [6.26869481 0. 0. ]
towerse.tower.tower_deflection | output | m | [[0. ] [0.00329891] [0.01244093] [0.02691032] [0.06172891] [0.1147896 ] [0.18277603] [0.23415968] [0.29603123] [0.36622798] [0.43913528] [0.51938168] [0.60580424]]
towerse.tower.top_deflection | output | m | [0.60580424]
towerse.tower.tower_Fz | output | N | [[-18749662.50263341] [-15482960.62529191] [-12215145.80520532] [-10100779.30714287] [ -7984894.88466742] [ -5867721.21016884] [ -5439858.48129578] [ -5011616.74978575] [ -4583018.60619571] [ -4287765.96841841] [ -4034685.66124711] [ -3823709.29465613]]
towerse.tower.tower_Vx | output | N | [[2936979.84090823] [2937800.97562177] [2938549.9872398 ] [2938733.11784365] [2939895.5284842 ] [2940847.07597663] [2937618.28323358] [2937843.49424256] [2938022.20877309] [2937671.14925976] [2937604.02673885] [2937489.46676287]]
towerse.tower.tower_Vy | output | N | [[9912.91124569] [9874.82745073] [9836.49159327] [9818.54878923] [9739.60095158] [9659.99040307] [9854.09066547] [9824.48292877] [9794.71654487] [9811.88443941] [9795.42648374] [9771.05639103]]
towerse.tower.tower_Mxx | output | N*m | [[17974198.01472477] [18081948.47052371] [18186804.8044582 ] [18329945.12623441] [18464280.01396918] [18595043.86854271] [18672619.50972746] [18744359.1052314 ] [18811327.58343554] [18869080.17054226] [18918518.10130744] [18953814.0178733 ]]
towerse.tower.tower_Myy | output | N*m | [[ 3.87533704e+08] [ 3.53259719e+08] [ 3.18933190e+08] [ 2.69791375e+08] [ 2.20537878e+08] [ 1.71277664e+08] [ 1.41745066e+08] [ 1.12178625e+08] [ 8.25972689e+07] [ 5.49825729e+07] [ 2.73586504e+07] [-2.68528532e+05]]
towerse.tower.tower_Mzz | output | N*m | [[1984462.24370187] [1984439.92819226] [1984417.60306032] [1984497.27590661] [1984465.16817077] [1984433.03842453] [1984583.27394482] [1984563.47586819] [1984543.66064986] [1984602.37245741] [1984629.05185688] [1984670.17504236]]
towerse.tower.turbine_F | output | N | [[ 2.93651628e+06] [ 9.93176289e+03] [-2.20148829e+07]]
towerse.tower.turbine_M | output | N*m | [[1.78617731e+07] [4.21708115e+08] [1.98431180e+06]]
towerse.turbine_mass | output | kg | [2475897.06215978]
towerse.turbine_center_of_mass | output | m | [-2.39593252e+00 -3.67200366e-02 7.30876265e+01]
towerse.turbine_I_base | output | kg*m**2 | [2.15739190e+10 2.14875577e+10 3.50186832e+08 5.73450085e+02 1.26745780e+07 1.69133022e+05]
af_3d.cl_corrected | output |  | [[[[-3.25260652e-19]] [[ 3.46944695e-18]] [[-1.38777878e-17]] ... [[ 3.38271078e-17]] [[-1.73472348e-18]] [[-3.57786717e-18]]] [[[ 6.63256118e-03]] [[ 1.13462757e-01]] [[ 2.14951605e-01]] ... [[-2.32379273e-01]] [[-1.26591152e-01]] [[ 6.63256118e-03]]] [[[ 1.27742998e-02]] [[ 1.42693272e-01]] [[ 2.58637012e-01]] ... [[-2.66800672e-01]] [[-1.38782724e-01]] [[ 1.27742998e-02]]] ... [[[-1.53642952e-08]] [[ 2.24280087e-01]] [[ 4.60935912e-01]] ... [[-4.60935912e-01]] [[-2.24280087e-01]] [[ 1.53642952e-08]]] [[[-1.53642952e-08]] [[ 2.24280087e-01]] [[ 4.60935912e-01]] ... [[-4.60935912e-01]] [[-2.24280087e-01]] [[ 1.53642952e-08]]] [[[-1.53642952e-08]] [[ 2.24280087e-01]] [[ 4.60935912e-01]] ... [[-4.60935912e-01]] [[-2.24280087e-01]] [[ 1.53642952e-08]]]] | Lift coefficient corrected with CCBlade.Polar.
af_3d.cd_corrected | output |  | [[[[0.5 ]] [[0.5 ]] [[0.5 ]] ... [[0.5 ]] [[0.5 ]] [[0.5 ]]] [[[0.15834246]] [[0.14657251]] [[0.12654502]] ... [[0.13933512]] [[0.1506808 ]] [[0.15834246]]] [[[0.06162547]] [[0.06296798]] [[0.06920074]] ... [[0.07156878]] [[0.06373137]] [[0.06162547]]] ... [[[0.0198 ]] [[0.02572598]] [[0.04114402]] ... [[0.04047996]] [[0.02538511]] [[0.0198 ]]] [[[0.0198 ]] [[0.02572598]] [[0.04114402]] ... [[0.04047996]] [[0.02538511]] [[0.0198 ]]] [[[0.0198 ]] [[0.02572598]] [[0.04114402]] ... [[0.04047996]] [[0.02538511]] [[0.0198 ]]]] | Drag coefficient corrected with CCBlade.Polar.
af_3d.cm_corrected | output |  | [[[[-4.06575815e-20]] [[-3.90312782e-18]] [[ 8.67361738e-19]] ... [[-1.73472348e-18]] [[ 3.03576608e-18]] [[-3.38813179e-21]]] [[[ 2.57065280e-04]] [[ 5.26947335e-02]] [[ 9.97340121e-02]] ... [[-1.11282798e-01]] [[-5.86879347e-02]] [[ 2.57065280e-04]]] [[[ 3.70854259e-04]] [[ 5.78906867e-02]] [[ 1.09442053e-01]] ... [[-1.20140868e-01]] [[-6.33445740e-02]] [[ 3.70854259e-04]]] ... [[[-7.71299959e-09]] [[ 1.12680187e-01]] [[ 2.31783829e-01]] ... [[-2.31710912e-01]] [[-1.12584318e-01]] [[ 7.70271561e-09]]] [[[-7.71299959e-09]] [[ 1.12680187e-01]] [[ 2.31783829e-01]] ... [[-2.31710912e-01]] [[-1.12584318e-01]] [[ 7.70271561e-09]]] [[[-7.71299959e-09]] [[ 1.12680187e-01]] [[ 2.31783829e-01]] ... [[-2.31710912e-01]] [[-1.12584318e-01]] [[ 7.70271561e-09]]]] | Moment coefficient corrected with CCblade.Polar.
airfoils.ac | output |  | [0.275 0.5 0.275 0.275 0.275 0.275 0.275] | 1D array of the aerodynamic centers of each airfoil.
airfoils.r_thick | output |  | [0.4 1. 0.3 0.21 0.25 0.35 0.17] | 1D array of the relative thicknesses of each airfoil.
airfoils.aoa | output | rad | [-3.14159265 -3.08923278 -3.0368729 -2.98451302 -2.93215314 -2.87979327 -2.82743339 -2.77507351 -2.72271363 -2.67035376 -2.61799388 -2.565634 -2.51327412 -2.46091425 -2.40855437 -2.35619449 -2.30383461 -2.25147474 -2.19911486 -2.14675498 -2.0943951 -2.04203522 -1.98967535 -1.93731547 -1.88495559 -1.83259571 -1.78023584 -1.72787596 -1.67551608 -1.6231562 -1.57079633 -1.51843645 -1.46607657 -1.41371669 -1.36135682 -1.30899694 -1.25663706 -1.20427718 -1.15191731 -1.09955743 -1.04719755 -0.99483767 -0.9424778 -0.89011792 -0.83775804 -0.78539816 -0.73303829 -0.68067841 -0.62831853 -0.57595865 -0.52359878 -0.51302102 -0.50244327 -0.49186552 -0.48128776 -0.47071001 -0.46013226 -0.4495545 -0.43897675 -0.428399 -0.41782125 -0.40724349 -0.39666574 -0.38608799 -0.37551023 -0.36493248 -0.35435473 -0.34377697 -0.33319922 -0.32262147 -0.31204371 -0.30146596 -0.29088821 -0.28031046 -0.2697327 -0.25915495 -0.2485772 -0.23799944 -0.22742169 -0.21684394 -0.20626618 -0.19568843 -0.18511068 -0.17453293 -0.16395517 -0.15337742 -0.14279967 -0.13222191 -0.12164416 -0.11106641 -0.10048865 -0.0899109 -0.07933315 -0.06875539 -0.05817764 -0.04759989 -0.03702214 -0.02644438 -0.01586663 -0.00528888 0.00528888 0.01586663 0.02644438 0.03702214 0.04759989 0.05817764 0.06875539 0.07933315 0.0899109 0.10048865 0.11106641 0.12164416 0.13222191 0.14279967 0.15337742 0.16395517 0.17453293 0.18511068 0.19568843 0.20626618 0.21684394 0.22742169 0.23799944 0.2485772 0.25915495 0.2697327 0.28031046 0.29088821 0.30146596 0.31204371 0.32262147 0.33319922 0.34377697 0.35435473 0.36493248 0.37551023 0.38608799 0.39666574 0.40724349 0.41782125 0.428399 0.43897675 0.4495545 0.46013226 0.47071001 0.48128776 0.49186552 0.50244327 0.51302102 0.52359878 0.57595865 0.62831853 0.68067841 0.73303829 0.78539816 0.83775804 0.89011792 0.9424778 0.99483767 1.04719755 1.09955743 1.15191731 1.20427718 1.25663706 1.30899694 1.36135682 1.41371669 1.46607657 1.51843645 1.57079633 1.6231562 1.67551608 1.72787596 1.78023584 1.83259571 1.88495559 1.93731547 1.98967535 2.04203522 2.0943951 2.14675498 2.19911486 2.25147474 2.30383461 2.35619449 2.40855437 2.46091425 2.51327412 2.565634 2.61799388 2.67035376 2.72271363 2.77507351 2.82743339 2.87979327 2.93215314 2.98451302 3.0368729 3.08923278 3.14159265] | 1D array of the angles of attack used to define the polars of the airfoils. All airfoils defined in openmdao share this grid.
airfoils.Re | output |  | [1000000.] | 1D array of the Reynolds numbers used to define the polars of the airfoils. All airfoils defined in openmdao share this grid.
airfoils.cl | output |  | [[[[ 1.27742998e-02]] [[ 1.42693272e-01]] [[ 2.58637012e-01]] ... [[-2.66800672e-01]] [[-1.38782724e-01]] [[ 1.27742998e-02]]] [[[ 0.00000000e+00]] [[ 0.00000000e+00]] [[ 0.00000000e+00]] ... [[ 0.00000000e+00]] [[ 0.00000000e+00]] [[ 0.00000000e+00]]] [[[ 4.96420961e-02]] [[ 1.87282479e-01]] [[ 3.10020952e-01]] ... [[-3.20759911e-01]] [[-1.62662921e-01]] [[ 4.96420961e-02]]] ... [[[-2.61646824e-03]] [[ 2.32069003e-01]] [[ 4.60318188e-01]] ... [[-4.60746100e-01]] [[-2.33089501e-01]] [[-2.61646824e-03]]] [[[ 1.80442976e-02]] [[ 1.49402929e-01]] [[ 2.66763118e-01]] ... [[-2.71122153e-01]] [[-1.39129728e-01]] [[ 1.80442976e-02]]] [[[-1.53642952e-08]] [[ 2.24280087e-01]] [[ 4.60935912e-01]] ... [[-4.60935912e-01]] [[-2.24280087e-01]] [[ 1.53642952e-08]]]] | 4D array with the lift coefficients of the airfoils. Dimension 0 is along the different airfoils defined in the yaml, dimension 1 is along the angles of attack, dimension 2 is along the Reynolds number, dimension 3 is along the number of tabs, which may describe multiple sets at the same station, for example in presence of a flap.
airfoils.cd | output |  | [[[[0.06162547]] [[0.06296798]] [[0.06920074]] ... [[0.07156878]] [[0.06373137]] [[0.06162547]]] [[[0.5 ]] [[0.5 ]] [[0.5 ]] ... [[0.5 ]] [[0.5 ]] [[0.5 ]]] [[[0.02308492]] [[0.03208652]] [[0.05037982]] ... [[0.05179242]] [[0.0324726 ]] [[0.02308492]]] ... [[[0.01677446]] [[0.02683965]] [[0.04620442]] ... [[0.04768644]] [[0.02744935]] [[0.01677446]]] [[[0.03773591]] [[0.04508672]] [[0.06158979]] ... [[0.05995048]] [[0.04432275]] [[0.03773591]]] [[[0.0198 ]] [[0.02572598]] [[0.04114402]] ... [[0.04047996]] [[0.02538511]] [[0.0198 ]]]] | 4D array with the drag coefficients of the airfoils. Dimension 0 is along the different airfoils defined in the yaml, dimension 1 is along the angles of attack, dimension 2 is along the Reynolds number, dimension 3 is along the number of tabs, which may describe multiple sets at the same station, for example in presence of a flap.
airfoils.cm | output |  | [[[[ 3.70854259e-04]] [[ 5.78906867e-02]] [[ 1.09442053e-01]] ... [[-1.20140868e-01]] [[-6.33445740e-02]] [[ 3.70854259e-04]]] [[[ 0.00000000e+00]] [[ 0.00000000e+00]] [[ 0.00000000e+00]] ... [[ 0.00000000e+00]] [[ 0.00000000e+00]] [[ 0.00000000e+00]]] [[[-1.86042725e-07]] [[ 8.25025552e-02]] [[ 1.70228612e-01]] ... [[-1.69531819e-01]] [[-8.25480839e-02]] [[-1.86042725e-07]]] ... [[[-5.55629713e-07]] [[ 1.10572981e-01]] [[ 2.27490820e-01]] ... [[-2.27669873e-01]] [[-1.10610368e-01]] [[-5.55629713e-07]]] [[[ 4.09061074e-04]] [[ 5.80698162e-02]] [[ 1.09744885e-01]] ... [[-1.18962339e-01]] [[-6.27004305e-02]] [[ 4.09061074e-04]]] [[[-7.71299959e-09]] [[ 1.12680187e-01]] [[ 2.31783829e-01]] ... [[-2.31710912e-01]] [[-1.12584318e-01]] [[ 7.70271560e-09]]]] | 4D array with the moment coefficients of the airfoils. Dimension 0 is along the different airfoils defined in the yaml, dimension 1 is along the angles of attack, dimension 2 is along the Reynolds number, dimension 3 is along the number of tabs, which may describe multiple sets at the same station, for example in presence of a flap.
airfoils.coord_xy | output |  | [[[ 1.00000000e+00 -3.47000010e-03] [ 9.82059782e-01 4.47998271e-04] [ 9.63825795e-01 2.56230054e-03] ... [ 9.66589031e-01 1.42523879e-02] [ 9.83283080e-01 8.83657527e-03] [ 1.00000000e+00 3.47000010e-03]] [[ 1.00000000e+00 0.00000000e+00] [ 9.99310113e-01 -2.24586628e-02] [ 9.97715675e-01 -4.48159779e-02] ... [ 9.97767307e-01 4.41944433e-02] [ 9.99327246e-01 2.21465777e-02] [ 1.00000000e+00 -5.92245437e-18]] [[ 1.00000000e+00 -2.46000000e-03] [ 9.79182514e-01 2.21522127e-03] [ 9.58045687e-01 5.01713457e-03] ... [ 9.60781257e-01 1.32444951e-02] [ 9.80406715e-01 7.93618866e-03] [ 1.00000000e+00 2.46000000e-03]] ... [[ 1.00000000e+00 -2.13100000e-03] [ 9.77589551e-01 1.91382544e-03] [ 9.55115490e-01 5.46087449e-03] ... [ 9.57108237e-01 1.39643103e-02] [ 9.78595852e-01 8.23338042e-03] [ 1.00000000e+00 2.13100000e-03]] [[ 1.00000000e+00 -2.83000000e-03] [ 9.81183777e-01 1.62237678e-03] [ 9.62006541e-01 4.01671112e-03] ... [ 9.64854654e-01 1.29112589e-02] [ 9.82422420e-01 7.86900286e-03] [ 1.00000000e+00 2.83000000e-03]] [[ 1.00000000e+00 -1.56966672e-03] [ 9.76316764e-01 1.02847187e-03] [ 9.52601299e-01 3.04112178e-03] ... [ 9.53511819e-01 1.21364556e-02] [ 9.76793838e-01 7.07018392e-03] [ 1.00000000e+00 1.56966672e-03]]] | 3D array of the x and y airfoil coordinates of the n_af airfoils.
airfoils.name | output | Unavailable | ['DU40_A17', 'Cylinder', 'DU30_A17', 'DU21_A17', 'DU25_A17', 'DU35_A17', 'DU17_A17'] | 1D array of names of airfoils.
blade.compute_coord_xy_dim.coord_xy_dim | output | m | [[[ 2.50000000e+00 2.16840434e-18] [ 2.49655057e+00 -1.12293314e-01] [ 2.48857837e+00 -2.24079889e-01] ... [ 2.48883653e+00 2.20972216e-01] [ 2.49663623e+00 1.10732888e-01] [ 2.50000000e+00 -3.46944695e-17]] [[ 4.27795044e+00 -2.22837250e-02] [ 4.18591520e+00 -2.90828693e-02] [ 4.09247003e+00 -3.49149043e-02] ... [ 4.10726861e+00 1.30194902e-01] [ 4.19276834e+00 7.86049754e-02] [ 4.27795044e+00 2.15551328e-02]] [[ 5.07500000e+00 -2.46936952e-02] [ 4.94941847e+00 2.73229340e-03] [ 4.82178057e+00 1.75324093e-02] ... [ 4.84112322e+00 9.93630208e-02] [ 4.95798156e+00 6.14523324e-02] [ 5.07500000e+00 2.38863062e-02]] ... [[ 1.24564656e+00 -2.74786604e-03] [ 1.20495561e+00 1.82505457e-03] [ 1.16420928e+00 5.29798976e-03] ... [ 1.16577368e+00 2.06170717e-02] [ 1.20577529e+00 1.17616651e-02] [ 1.24564656e+00 2.64592695e-03]] [[ 9.89716990e-01 -2.18329162e-03] [ 9.57386368e-01 1.45008028e-03] [ 9.25011748e-01 4.20946891e-03] ... [ 9.26254724e-01 1.63811042e-02] [ 9.58037635e-01 9.34512256e-03] [ 9.89716990e-01 2.10229686e-03]] [[ 3.62500000e-01 -7.99666188e-04] [ 3.50658382e-01 5.31115568e-04] [ 3.38800649e-01 1.54178669e-03] ... [ 3.39255910e-01 5.99984677e-03] [ 3.50896919e-01 3.42280365e-03] [ 3.62500000e-01 7.70000535e-04]]] | 3D array of the dimensional x and y airfoil coordinates of the airfoils interpolated along span for n_span stations. The origin is placed at the pitch axis.
blade.compute_coord_xy_dim.coord_xy_dim_twisted | output | m | [[[ 1.39798226e+00 2.07259393e+00] [ 1.48914874e+00 2.00694060e+00] [ 1.57736602e+00 1.93782109e+00] ... [ 1.20854546e+00 2.18690509e+00] [ 1.30429954e+00 2.13172628e+00] [ 1.39798226e+00 2.07259393e+00]] [[ 3.39121644e+00 2.60787414e+00] [ 3.32272528e+00 2.54602211e+00] [ 3.25252741e+00 2.48406833e+00] ... [ 3.16287989e+00 2.62350852e+00] [ 3.26204571e+00 2.63525006e+00] [ 3.36431162e+00 2.64248593e+00]] [[ 4.50409356e+00 2.33866971e+00] [ 4.38016678e+00 2.30453676e+00] [ 4.26029226e+00 2.25827037e+00] ... [ 4.23935342e+00 2.33970717e+00] [ 4.36043480e+00 2.36050120e+00] [ 4.48149759e+00 2.38167481e+00]] ... [[ 1.24521451e+00 -3.29202191e-02] [ 1.20464626e+00 -2.73629878e-02] [ 1.16399601e+00 -2.29040778e-02] ... [ 1.16593102e+00 -7.62738491e-03] [ 1.20570639e+00 -1.74491478e-02] [ 1.24534516e+00 -2.75280088e-02]] [[ 9.89633368e-01 -1.30492917e-02] [ 9.57344585e-01 -9.06117995e-03] [ 9.25002212e-01 -5.94651574e-03] ... [ 9.26378746e-01 6.21073931e-03] [ 9.58082493e-01 -1.17376379e-03] [ 9.89680419e-01 -8.76396151e-03]] [[ 3.62493470e-01 -2.31809111e-03] [ 3.50657531e-01 -9.37719121e-04] [ 3.38804135e-01 1.22612540e-04] ... [ 3.39278065e-01 4.57872653e-03] [ 3.50908178e-01 1.95294442e-03] [ 3.62500045e-01 -7.48438154e-04]]] | 3D array of the dimensional x and y airfoil coordinates of the airfoils interpolated along span for n_span stations. The origin is placed at the pitch axis.
blade.compute_coord_xy_dim.wetted_area | output | m**2 | [172.91430231] | The wetted (painted) surface area of the blade
blade.compute_coord_xy_dim.projected_area | output | m**2 | [184.6816998] | The projected surface area of the blade
blade.compute_reynolds.Re | output |  | [ 2910579.28004672 4249218.05846891 5443808.37834578 6342862.84600103 7336650.06656622 8412935.82892638 9175893.14677961 9905841.76438771 10619448.2533949 11122142.92596116 11361011.14517554 11530339.83187716 11628412.58934 11708654.62910598 11636932.15432512 11504980.14812382 11431920.36547011 11415660.75925269 11158425.75644691 11104282.83276664 11027994.13748777 10885144.39321476 10683102.8158903 10421526.56958978 10101425.08069636 9723869.75866588 9310697.63812841 8721283.50589037 7175231.38684834 2692643.7637607 ]
blade.fatigue.sparU_sigma_ult | output | Pa | [1.546e+09]
blade.fatigue.sparU_wohlerA | output | Pa | [1.546e+09]
blade.fatigue.sparU_wohlerexp | output |  | [16.1]
blade.fatigue.sparL_sigma_ult | output | Pa | [1.546e+09]
blade.fatigue.sparL_wohlerA | output | Pa | [1.546e+09]
blade.fatigue.sparL_wohlerexp | output |  | [16.1]
blade.fatigue.teU_sigma_ult | output | Pa | [6.092e+08]
blade.fatigue.teU_wohlerA | output | Pa | [6.092e+08]
blade.fatigue.teU_wohlerexp | output |  | [10.]
blade.fatigue.teL_sigma_ult | output | Pa | [6.092e+08]
blade.fatigue.teL_wohlerA | output | Pa | [6.092e+08]
blade.fatigue.teL_wohlerexp | output |  | [10.]
blade.high_level_blade_props.rotor_diameter | output | m | [250.] | Diameter of the rotor used in WISDEM. It is defined as two times the blade length plus the hub diameter.
blade.high_level_blade_props.r_blade | output | m | [ 5. 9.1379309 13.27586218 17.41379339 21.55172397 25.68965483 29.8275866 33.96551734 38.10344794 42.24137925 46.37931072 50.51724133 54.65517201 58.79310371 62.93103471 67.06896529 71.20689629 75.34482799 79.48275867 83.62068928 87.75862075 91.89655206 96.03448266 100.1724134 104.31034517 108.44827603 112.58620661 116.72413775 120.86207007 125. ] | 1D array of the dimensional spanwise grid defined along the rotor (hub radius to blade tip projected on the plane)
blade.high_level_blade_props.rotor_radius | output | m | [125.] | Scalar of the rotor radius, defined ignoring prebend and sweep curvatures, and cone and uptilt angles.
blade.high_level_blade_props.blade_ref_axis | output | m | [[ 0. 0. 0. ] [ 0. 0. 4.1379309 ] [ 0. 0. 8.27586218] [ 0. 0. 12.41379339] [ 0. 0. 16.55172397] [ 0. 0. 20.68965483] [ 0. 0. 24.8275866 ] [ 0. 0. 28.96551734] [ 0. 0. 33.10344794] [ 0. 0. 37.24137925] [ 0. 0. 41.37931072] [ 0. 0. 45.51724133] [ 0. 0. 49.65517201] [ 0. 0. 53.79310371] [ 0. 0. 57.93103471] [ 0. 0. 62.06896529] [ 0. 0. 66.20689629] [ 0. 0. 70.34482799] [ 0. 0. 74.48275867] [ 0. 0. 78.62068928] [ 0. 0. 82.75862075] [ 0. 0. 86.89655206] [ 0. 0. 91.03448266] [ 0. 0. 95.1724134 ] [ 0. 0. 99.31034517] [ 0. 0. 103.44827603] [ 0. 0. 107.58620661] [ 0. 0. 111.72413775] [ 0. 0. 115.86207007] [ 0. 0. 120. ]] | 2D array of the coordinates (x,y,z) of the blade reference axis scaled based on rotor diameter, defined along blade span. The coordinate system is the one of BeamDyn: it is placed at blade root with x pointing the suction side of the blade, y pointing the trailing edge and z along the blade span. A standard configuration will have negative x values (prebend), if swept positive y values, and positive z values.
blade.high_level_blade_props.prebend | output | m | [0. 0. 0. 0. 0. 0. 0. 0. 0. 0. 0. 0. 0. 0. 0. 0. 0. 0. 0. 0. 0. 0. 0. 0. 0. 0. 0. 0. 0. 0.] | Blade prebend at each section
blade.high_level_blade_props.prebendTip | output | m | [0.] | Blade prebend at tip
blade.high_level_blade_props.presweep | output | m | [0. 0. 0. 0. 0. 0. 0. 0. 0. 0. 0. 0. 0. 0. 0. 0. 0. 0. 0. 0. 0. 0. 0. 0. 0. 0. 0. 0. 0. 0.] | Blade presweep at each section
blade.high_level_blade_props.presweepTip | output | m | [0.] | Blade presweep at tip
blade.high_level_blade_props.blade_length | output | m | [120.] | Scalar of the 3D blade length computed along its axis, scaled based on the user defined rotor diameter.
blade.internal_structure_2d_fem.joint_position | output |  | [0.] | Spanwise position of the segmentation joint.
blade.internal_structure_2d_fem.joint_mass | output | kg | [0.] | Mass of the joint.
blade.internal_structure_2d_fem.joint_nonmaterial_cost | output | USD | [0.] | Cost of the joint.
blade.internal_structure_2d_fem.d_f | output | m | [0.03] | Diameter of the fastener
blade.internal_structure_2d_fem.sigma_max | output | Pa | [6.75e+08] | Max stress on bolt
blade.internal_structure_2d_fem.joint_bolt | output | Unavailable | M30 | Type of bolt: M30, M36, or M48
blade.internal_structure_2d_fem.reinforcement_layer_ss | output | Unavailable | joint_reinf_ss | Layer identifier for the reinforcement layer at the join where bolts are inserted, suction side
blade.internal_structure_2d_fem.reinforcement_layer_ps | output | Unavailable | joint_reinf_ps | Layer identifier for the reinforcement layer at the join where bolts are inserted, pressure side
blade.internal_structure_2d_fem.web_rotation | output | rad | [[-0.97738438 -0.66076487 -0.48378032 -0.35172297 -0.23757181 -0.15461066 -0.11998401 -0.08951877 -0.08011156 -0.06839539 -0.05069348 -0.03689154 -0.02589658 0.00260522 0.01628047 0.02163829 0.02589926 0.03262599 0.03850517 0.04566013 0.04813058 0.04991932 0.05373845 0.05934119 0.05934119 0.05135876 0.03840534 0.02422526 0.01097925 0.00418879] [-0.97738438 -0.66076487 -0.48378032 -0.35172297 -0.23757181 -0.15461066 -0.11998401 -0.08951877 -0.08011156 -0.06839539 -0.05069348 -0.03689154 -0.02589658 0.00260522 0.01628047 0.02163829 0.02589926 0.03262599 0.03850517 0.04566013 0.04813058 0.04991932 0.05373845 0.05934119 0.05934119 0.05135876 0.03840534 0.02422526 0.01097925 0.00418879]] | 2D array of the rotation angle of the shear webs in respect to the chord line. The first dimension represents each shear web, the second dimension represents each entry along blade span. If the rotation is equal to negative twist +- a constant, then the web is built straight.
blade.internal_structure_2d_fem.web_start_nd | output |  | [[0.09443924 0.22028559 0.2909226 0.32714482 0.33992124 0.35394283 0.35795247 0.36158362 0.36333612 0.36849398 0.37502314 0.37817178 0.38126751 0.38566903 0.38948024 0.39387821 0.39807393 0.40112861 0.40526073 0.40861291 0.41187352 0.41567918 0.4201229 0.42493066 0.43022388 0.438479 0.44613537 0.45557637 0.45654734 0.35514123] [0.09443924 0.22028559 0.2909226 0.2821279 0.29497144 0.3080999 0.31028983 0.31208816 0.31203055 0.3139898 0.31600373 0.3150097 0.31363617 0.31356438 0.31185283 0.30988156 0.30796239 0.30566399 0.3022003 0.29963697 0.29666059 0.29297368 0.28840258 0.28399838 0.27870481 0.2733538 0.26649906 0.25645508 0.23017251 0.35514123]] | 2D array of the non-dimensional start point defined along the outer profile of a web. The TE suction side is 0, the TE pressure side is 1. The first dimension represents each web, the second dimension represents each entry along blade span.
blade.internal_structure_2d_fem.web_end_nd | output |  | [[0.59444857 0.62189489 0.62633404 0.61588482 0.62540739 0.62907116 0.63062852 0.63186896 0.63163908 0.62851035 0.62419046 0.62296768 0.62140949 0.62086375 0.61890963 0.61362842 0.60657502 0.60417114 0.6005548 0.59785301 0.59474493 0.5891243 0.58121683 0.57661479 0.57101193 0.56161083 0.55349246 0.54287466 0.54120503 0.64386652] [0.59444857 0.62189489 0.62633404 0.66085041 0.67027318 0.6747734 0.67807638 0.68109183 0.68263479 0.68265141 0.6828203 0.68570157 0.68856642 0.69252115 0.69606266 0.69746599 0.69738865 0.70045065 0.70456263 0.70792046 0.7111373 0.71333555 0.71487803 0.71976622 0.72497646 0.72899915 0.73501951 0.74387971 0.76895362 0.64386652]] | 2D array of the non-dimensional end point defined along the outer profile of a web. The TE suction side is 0, the TE pressure side is 1. The first dimension represents each web, the second dimension represents each entry along blade span.
blade.internal_structure_2d_fem.web_offset_y_pa | output | m | [[ 0. 0. 0. -0.35 -0.35 -0.35 -0.35 -0.35 -0.35 -0.35 -0.35 -0.35 -0.35 -0.35 -0.35 -0.35 -0.35 -0.35 -0.35 -0.35 -0.35 -0.35 -0.35 -0.35 -0.35 -0.35 -0.35 -0.35 -0.28155742 0. ] [ 0. 0. 0. 0.35 0.35 0.35 0.35 0.35 0.35 0.35 0.35 0.35 0.35 0.35 0.35 0.35 0.35 0.35 0.35 0.35 0.35 0.35 0.35 0.35 0.35 0.35 0.35 0.35 0.35 0. ]] | 2D array of the offset along the y axis to set the position of the shear webs. Positive values move the web towards the trailing edge, negative values towards the leading edge. The first dimension represents each shear web, the second dimension represents each entry along blade span.
blade.internal_structure_2d_fem.layer_rotation | output | rad | [[ 0. 0. 0. 0. 0. 0. 0. 0. 0. 0. 0. 0. 0. 0. 0. 0. 0. 0. 0. 0. 0. 0. 0. 0. 0. 0. 0. 0. 0. 0. ] [ 0. 0. 0. 0. 0. 0. 0. 0. 0. 0. 0. 0. 0. 0. 0. 0. 0. 0. 0. 0. 0. 0. 0. 0. 0. 0. 0. 0. 0. 0. ] [-0.97738438 -0.66076487 -0.48378032 -0.35172297 -0.23757181 -0.15461066 -0.11998401 -0.08951877 -0.08011156 -0.06839539 -0.05069348 -0.03689154 -0.02589658 0.00260522 0.01628047 0.02163829 0.02589926 0.03262599 0.03850517 0.04566013 0.04813058 0.04991932 0.05373845 0.05934119 0.05934119 0.05135876 0.03840534 0.02422526 0.01097925 0.00418879] [-0.97738438 -0.66076487 -0.48378032 -0.35172297 -0.23757181 -0.15461066 -0.11998401 -0.08951877 -0.08011156 -0.06839539 -0.05069348 -0.03689154 -0.02589658 0.00260522 0.01628047 0.02163829 0.02589926 0.03262599 0.03850517 0.04566013 0.04813058 0.04991932 0.05373845 0.05934119 0.05934119 0.05135876 0.03840534 0.02422526 0.01097925 0.00418879] [ 0. 0. 0. 0. 0. 0. 0. 0. 0. 0. 0. 0. 0. 0. 0. 0. 0. 0. 0. 0. 0. 0. 0. 0. 0. 0. 0. 0. 0. 0. ] [ 0. 0. 0. 0. 0. 0. 0. 0. 0. 0. 0. 0. 0. 0. 0. 0. 0. 0. 0. 0. 0. 0. 0. 0. 0. 0. 0. 0. 0. 0. ] [ 0. 0. 0. 0. 0. 0. 0. 0. 0. 0. 0. 0. 0. 0. 0. 0. 0. 0. 0. 0. 0. 0. 0. 0. 0. 0. 0. 0. 0. 0. ] [ 0. 0. 0. 0. 0. 0. 0. 0. 0. 0. 0. 0. 0. 0. 0. 0. 0. 0. 0. 0. 0. 0. 0. 0. 0. 0. 0. 0. 0. 0. ] [ 0. 0. 0. 0. 0. 0. 0. 0. 0. 0. 0. 0. 0. 0. 0. 0. 0. 0. 0. 0. 0. 0. 0. 0. 0. 0. 0. 0. 0. 0. ] [ 0. 0. 0. 0. 0. 0. 0. 0. 0. 0. 0. 0. 0. 0. 0. 0. 0. 0. 0. 0. 0. 0. 0. 0. 0. 0. 0. 0. 0. 0. ] [ 0. 0. 0. 0. 0. 0. 0. 0. 0. 0. 0. 0. 0. 0. 0. 0. 0. 0. 0. 0. 0. 0. 0. 0. 0. 0. 0. 0. 0. 0. ] [ 0. 0. 0. 0. 0. 0. 0. 0. 0. 0. 0. 0. 0. 0. 0. 0. 0. 0. 0. 0. 0. 0. 0. 0. 0. 0. 0. 0. 0. 0. ] [ 0. 0. 0. 0. 0. 0. 0. 0. 0. 0. 0. 0. 0. 0. 0. 0. 0. 0. 0. 0. 0. 0. 0. 0. 0. 0. 0. 0. 0. 0. ] [ 0. 0. 0. 0. 0. 0. 0. 0. 0. 0. 0. 0. 0. 0. 0. 0. 0. 0. 0. 0. 0. 0. 0. 0. 0. 0. 0. 0. 0. 0. ] [ 0. 0. 0. 0. 0. 0. 0. 0. 0. 0. 0. 0. 0. 0. 0. 0. 0. 0. 0. 0. 0. 0. 0. 0. 0. 0. 0. 0. 0. 0. ] [ 0. 0. 0. 0. 0. 0. 0. 0. 0. 0. 0. 0. 0. 0. 0. 0. 0. 0. 0. 0. 0. 0. 0. 0. 0. 0. 0. 0. 0. 0. ] [ 0. 0. 0. 0. 0. 0. 0. 0. 0. 0. 0. 0. 0. 0. 0. 0. 0. 0. 0. 0. 0. 0. 0. 0. 0. 0. 0. 0. 0. 0. ] [ 0. 0. 0. 0. 0. 0. 0. 0. 0. 0. 0. 0. 0. 0. 0. 0. 0. 0. 0. 0. 0. 0. 0. 0. 0. 0. 0. 0. 0. 0. ]] | 2D array of the rotation angle of a layer in respect to the chord line. The first dimension represents each layer, the second dimension represents each entry along blade span. If the rotation is equal to negative twist +- a constant, then the layer is built straight.
blade.internal_structure_2d_fem.layer_start_nd | output |  | [[0. 0. 0. 0. 0. 0. 0. 0. 0. 0. 0. 0. 0. 0. 0. 0. 0. 0. 0. 0. 0. 0. 0. 0. 0. 0. 0. 0. 0. 0. ] [0. 0. 0. 0. 0. 0. 0. 0. 0. 0. 0. 0. 0. 0. 0. 0. 0. 0. 0. 0. 0. 0. 0. 0. 0. 0. 0. 0. 0. 0. ] [0.06578734 0.19181051 0.26253347 0.27600434 0.28868679 0.30162817 0.30355863 0.30511017 0.30480667 0.30632528 0.30770565 0.30615919 0.30419558 0.30357284 0.301169 0.29825907 0.29524936 0.29223542 0.28775694 0.28442639 0.28063191 0.27585455 0.27001348 0.26441435 0.25771614 0.25035209 0.24949909 0.24901627 0.24856522 0.24833394] [0.56579667 0.59341982 0.59794492 0.60972625 0.61912309 0.6226054 0.62389262 0.62487392 0.62439582 0.62082914 0.6159228 0.61416478 0.61203382 0.61097975 0.60837164 0.60235604 0.59469894 0.59169882 0.58723315 0.583918 0.58012905 0.57366289 0.56469763 0.55919233 0.55249412 0.54090391 0.53867113 0.53800161 0.53737817 0.53705922] [0.49999966 0.50048349 0.50578694 0.48055217 0.48081957 0.48199072 0.48094998 0.47990811 0.47889279 0.47696109 0.47322704 0.47090472 0.46840513 0.46589755 0.46282427 0.45774496 0.45067988 0.44765656 0.44337488 0.44005053 0.43663292 0.43102845 0.42535246 0.4251247 0.49608288 0.49654267 0.49727784 0.49727784 0.49727784 0.49727784] [0. 0. 0. 0. 0. 0. 0. 0. 0. 0. 0. 0. 0. 0. 0. 0. 0. 0. 0. 0. 0. 0. 0. 0. 0. 0. 0. 0. 0. 0. ] [1. 1. 1. 0.96845653 0.9682747 0.96753706 0.96623615 0.96493381 0.96366465 0.96140206 0.95820747 0.95530457 0.95218009 0.94904561 0.94520401 0.94058225 0.93589509 0.93211595 0.92676384 0.9226057 0.91823166 0.91283402 0.90631632 0.89983676 1. 1. 1. 1. 1. 1. ] [0. 0. 0. 0.03154347 0.0317253 0.03246294 0.03376385 0.03506619 0.03633535 0.03859794 0.04179253 0.04469543 0.04781991 0.05095439 0.05479599 0.05941775 0.06410491 0.06788405 0.07323616 0.0773943 0.08176834 0.08716598 0.09368368 0.10016324 0. 0. 0. 0. 0. 0. ] [0.12309114 0.24876067 0.31931172 0.33278259 0.34579233 0.36006145 0.36433356 0.36822931 0.3702103 0.37580158 0.3829322 0.38661096 0.39027142 0.39529074 0.39980179 0.40521101 0.41063819 0.41442671 0.41958201 0.42373612 0.42781493 0.43275331 0.43864411 0.44470819 0.4514064 0.46164578 0.46311367 0.46263085 0.4621798 0.46194853] [0.49999966 0.50048349 0.50578694 0.53102172 0.53158004 0.53393141 0.53497215 0.53601402 0.53702935 0.5387178 0.54009508 0.54241741 0.54491699 0.54742457 0.55049786 0.55281336 0.55324773 0.55627104 0.56055273 0.56387707 0.56729468 0.56863433 0.5668133 0.56704106 0.49608288 0.49654267 0.49727784 0.49727784 0.49727784 0.49727784] [0.62310047 0.65036997 0.65472317 0.66650449 0.67622863 0.68103869 0.68466755 0.68799306 0.68979945 0.69030544 0.69114935 0.69461656 0.69810967 0.70269766 0.70700443 0.70930798 0.71008777 0.71389011 0.71905823 0.72322774 0.72731207 0.73056165 0.73332825 0.73948617 0.74618438 0.7521976 0.75228572 0.7516162 0.75099275 0.75067381] [0. 0. 0. 0. 0. 0. 0. 0. 0. 0. 0. 0. 0. 0. 0. 0. 0. 0. 0. 0. 0. 0. 0. 0. 0. 0. 0. 0. 0. 0. ] [0. 0. 0. 0. 0. 0. 0. 0. 0. 0. 0. 0. 0. 0. 0. 0. 0. 0. 0. 0. 0. 0. 0. 0. 0. 0. 0. 0. 0. 0. ] [0. 0. 0. 0. 0. 0. 0. 0. 0. 0. 0. 0. 0. 0. 0. 0. 0. 0. 0. 0. 0. 0. 0. 0. 0. 0. 0. 0. 0. 0. ] [0. 0. 0. 0. 0. 0. 0. 0. 0. 0. 0. 0. 0. 0. 0. 0. 0. 0. 0. 0. 0. 0. 0. 0. 0. 0. 0. 0. 0. 0. ] [0. 0. 0. 0. 0. 0. 0. 0. 0. 0. 0. 0. 0. 0. 0. 0. 0. 0. 0. 0. 0. 0. 0. 0. 0. 0. 0. 0. 0. 0. ] [0. 0. 0. 0. 0. 0. 0. 0. 0. 0. 0. 0. 0. 0. 0. 0. 0. 0. 0. 0. 0. 0. 0. 0. 0. 0. 0. 0. 0. 0. ] [0. 0. 0. 0. 0. 0. 0. 0. 0. 0. 0. 0. 0. 0. 0. 0. 0. 0. 0. 0. 0. 0. 0. 0. 0. 0. 0. 0. 0. 0. ]] | 2D array of the non-dimensional start point defined along the outer profile of a layer. The TE suction side is 0, the TE pressure side is 1. The first dimension represents each layer, the second dimension represents each entry along blade span.
blade.internal_structure_2d_fem.layer_end_nd | output |  | [[1. 1. 1. 1. 1. 1. 1. 1. 1. 1. 1. 1. 1. 1. 1. 1. 1. 1. 1. 1. 1. 1. 1. 1. 1. 1. 1. 1. 1. 1. ] [1. 1. 1. 1. 1. 1. 1. 1. 1. 1. 1. 1. 1. 1. 1. 1. 1. 1. 1. 1. 1. 1. 1. 1. 1. 1. 1. 1. 1. 1. ] [0.12309114 0.24876067 0.31931172 0.33278259 0.34579233 0.36006145 0.36433356 0.36822931 0.3702103 0.37580158 0.3829322 0.38661096 0.39027142 0.39529074 0.39980179 0.40521101 0.41063819 0.41442671 0.41958201 0.42373612 0.42781493 0.43275331 0.43864411 0.44470819 0.4514064 0.46164578 0.46311367 0.46263085 0.4621798 0.46194853] [0.62310047 0.65036997 0.65472317 0.66650449 0.67622863 0.68103869 0.68466755 0.68799306 0.68979945 0.69030544 0.69114935 0.69461656 0.69810967 0.70269766 0.70700443 0.70930798 0.71008777 0.71389011 0.71905823 0.72322774 0.72731207 0.73056165 0.73332825 0.73948617 0.74618438 0.7521976 0.75228572 0.7516162 0.75099275 0.75067381] [0.49999966 0.50048349 0.50578694 0.53102172 0.53158004 0.53393141 0.53497215 0.53601402 0.53702935 0.5387178 0.54009508 0.54241741 0.54491699 0.54742457 0.55049786 0.55281336 0.55324773 0.55627104 0.56055273 0.56387707 0.56729468 0.56863433 0.5668133 0.56704106 0.49608288 0.49654267 0.49727784 0.49727784 0.49727784 0.49727784] [0. 0. 0. 0.03154347 0.0317253 0.03246294 0.03376385 0.03506619 0.03633535 0.03859794 0.04179253 0.04469543 0.04781991 0.05095439 0.05479599 0.05941775 0.06410491 0.06788405 0.07323616 0.0773943 0.08176834 0.08716598 0.09368368 0.10016324 0. 0. 0. 0. 0. 0. ] [1. 1. 1. 1. 1. 1. 1. 1. 1. 1. 1. 1. 1. 1. 1. 1. 1. 1. 1. 1. 1. 1. 1. 1. 1. 1. 1. 1. 1. 1. ] [0.06578734 0.19181051 0.26253347 0.27600434 0.28868679 0.30162817 0.30355863 0.30511017 0.30480667 0.30632528 0.30770565 0.30615919 0.30419558 0.30357284 0.301169 0.29825907 0.29524936 0.29223542 0.28775694 0.28442639 0.28063191 0.27585455 0.27001348 0.26441435 0.25771614 0.25035209 0.24949909 0.24901627 0.24856522 0.24833394] [0.49999966 0.50048349 0.50578694 0.48055217 0.48081957 0.48199072 0.48094998 0.47990811 0.47889279 0.47696109 0.47322704 0.47090472 0.46840513 0.46589755 0.46282427 0.45774496 0.45067988 0.44765656 0.44337488 0.44005053 0.43663292 0.43102845 0.42535246 0.4251247 0.49608288 0.49654267 0.49727784 0.49727784 0.49727784 0.49727784] [0.56579667 0.59341982 0.59794492 0.60972625 0.61912309 0.6226054 0.62389262 0.62487392 0.62439582 0.62082914 0.6159228 0.61416478 0.61203382 0.61097975 0.60837164 0.60235604 0.59469894 0.59169882 0.58723315 0.583918 0.58012905 0.57366289 0.56469763 0.55919233 0.55249412 0.54090391 0.53867113 0.53800161 0.53737817 0.53705922] [1. 1. 1. 0.96845653 0.9682747 0.96753706 0.96623615 0.96493381 0.96366465 0.96140206 0.95820747 0.95530457 0.95218009 0.94904561 0.94520401 0.94058225 0.93589509 0.93211595 0.92676384 0.9226057 0.91823166 0.91283402 0.90631632 0.89983676 1. 1. 1. 1. 1. 1. ] [1. 1. 1. 1. 1. 1. 1. 1. 1. 1. 1. 1. 1. 1. 1. 1. 1. 1. 1. 1. 1. 1. 1. 1. 1. 1. 1. 1. 1. 1. ] [0. 0. 0. 0. 0. 0. 0. 0. 0. 0. 0. 0. 0. 0. 0. 0. 0. 0. 0. 0. 0. 0. 0. 0. 0. 0. 0. 0. 0. 0. ] [0. 0. 0. 0. 0. 0. 0. 0. 0. 0. 0. 0. 0. 0. 0. 0. 0. 0. 0. 0. 0. 0. 0. 0. 0. 0. 0. 0. 0. 0. ] [0. 0. 0. 0. 0. 0. 0. 0. 0. 0. 0. 0. 0. 0. 0. 0. 0. 0. 0. 0. 0. 0. 0. 0. 0. 0. 0. 0. 0. 0. ] [0. 0. 0. 0. 0. 0. 0. 0. 0. 0. 0. 0. 0. 0. 0. 0. 0. 0. 0. 0. 0. 0. 0. 0. 0. 0. 0. 0. 0. 0. ] [0. 0. 0. 0. 0. 0. 0. 0. 0. 0. 0. 0. 0. 0. 0. 0. 0. 0. 0. 0. 0. 0. 0. 0. 0. 0. 0. 0. 0. 0. ] [0. 0. 0. 0. 0. 0. 0. 0. 0. 0. 0. 0. 0. 0. 0. 0. 0. 0. 0. 0. 0. 0. 0. 0. 0. 0. 0. 0. 0. 0. ]] | 2D array of the non-dimensional end point defined along the outer profile of a layer. The TE suction side is 0, the TE pressure side is 1. The first dimension represents each layer, the second dimension represents each entry along blade span.
blade.internal_structure_2d_fem.layer_offset_y_pa | output | m | [[0. 0. 0. 0. 0. 0. 0. 0. 0. 0. 0. 0. 0. 0. 0. 0. 0. 0. 0. 0. 0. 0. 0. 0. 0. 0. 0. 0. 0. 0.] [0. 0. 0. 0. 0. 0. 0. 0. 0. 0. 0. 0. 0. 0. 0. 0. 0. 0. 0. 0. 0. 0. 0. 0. 0. 0. 0. 0. 0. 0.] [0. 0. 0. 0. 0. 0. 0. 0. 0. 0. 0. 0. 0. 0. 0. 0. 0. 0. 0. 0. 0. 0. 0. 0. 0. 0. 0. 0. 0. 0.] [0. 0. 0. 0. 0. 0. 0. 0. 0. 0. 0. 0. 0. 0. 0. 0. 0. 0. 0. 0. 0. 0. 0. 0. 0. 0. 0. 0. 0. 0.] [0. 0. 0. 0. 0. 0. 0. 0. 0. 0. 0. 0. 0. 0. 0. 0. 0. 0. 0. 0. 0. 0. 0. 0. 0. 0. 0. 0. 0. 0.] [0. 0. 0. 0. 0. 0. 0. 0. 0. 0. 0. 0. 0. 0. 0. 0. 0. 0. 0. 0. 0. 0. 0. 0. 0. 0. 0. 0. 0. 0.] [0. 0. 0. 0. 0. 0. 0. 0. 0. 0. 0. 0. 0. 0. 0. 0. 0. 0. 0. 0. 0. 0. 0. 0. 0. 0. 0. 0. 0. 0.] [0. 0. 0. 0. 0. 0. 0. 0. 0. 0. 0. 0. 0. 0. 0. 0. 0. 0. 0. 0. 0. 0. 0. 0. 0. 0. 0. 0. 0. 0.] [0. 0. 0. 0. 0. 0. 0. 0. 0. 0. 0. 0. 0. 0. 0. 0. 0. 0. 0. 0. 0. 0. 0. 0. 0. 0. 0. 0. 0. 0.] [0. 0. 0. 0. 0. 0. 0. 0. 0. 0. 0. 0. 0. 0. 0. 0. 0. 0. 0. 0. 0. 0. 0. 0. 0. 0. 0. 0. 0. 0.] [0. 0. 0. 0. 0. 0. 0. 0. 0. 0. 0. 0. 0. 0. 0. 0. 0. 0. 0. 0. 0. 0. 0. 0. 0. 0. 0. 0. 0. 0.] [0. 0. 0. 0. 0. 0. 0. 0. 0. 0. 0. 0. 0. 0. 0. 0. 0. 0. 0. 0. 0. 0. 0. 0. 0. 0. 0. 0. 0. 0.] [0. 0. 0. 0. 0. 0. 0. 0. 0. 0. 0. 0. 0. 0. 0. 0. 0. 0. 0. 0. 0. 0. 0. 0. 0. 0. 0. 0. 0. 0.] [0. 0. 0. 0. 0. 0. 0. 0. 0. 0. 0. 0. 0. 0. 0. 0. 0. 0. 0. 0. 0. 0. 0. 0. 0. 0. 0. 0. 0. 0.] [0. 0. 0. 0. 0. 0. 0. 0. 0. 0. 0. 0. 0. 0. 0. 0. 0. 0. 0. 0. 0. 0. 0. 0. 0. 0. 0. 0. 0. 0.] [0. 0. 0. 0. 0. 0. 0. 0. 0. 0. 0. 0. 0. 0. 0. 0. 0. 0. 0. 0. 0. 0. 0. 0. 0. 0. 0. 0. 0. 0.] [0. 0. 0. 0. 0. 0. 0. 0. 0. 0. 0. 0. 0. 0. 0. 0. 0. 0. 0. 0. 0. 0. 0. 0. 0. 0. 0. 0. 0. 0.] [0. 0. 0. 0. 0. 0. 0. 0. 0. 0. 0. 0. 0. 0. 0. 0. 0. 0. 0. 0. 0. 0. 0. 0. 0. 0. 0. 0. 0. 0.]] | 2D array of the offset along the y axis to set the position of a layer. Positive values move the layer towards the trailing edge, negative values towards the leading edge. The first dimension represents each layer, the second dimension represents each entry along blade span.
blade.internal_structure_2d_fem.layer_width | output | m | [[0. 0. 0. 0. 0. 0. 0. 0. 0. 0. 0. 0. 0. 0. 0. 0. 0. 0. 0. 0. 0. 0. 0. 0. 0. 0. 0. 0. 0. 0. ] [0. 0. 0. 0. 0. 0. 0. 0. 0. 0. 0. 0. 0. 0. 0. 0. 0. 0. 0. 0. 0. 0. 0. 0. 0. 0. 0. 0. 0. 0. ] [0.9 0.9 0.9 0.9 0.9 0.9 0.9 0.9 0.9 0.9 0.9 0.9 0.9 0.9 0.9 0.9 0.9 0.9 0.9 0.9 0.9 0.9 0.9 0.9 0.89999988 0.89998023 0.83675592 0.7559786 0.60065583 0.22 ] [0.9 0.9 0.9 0.9 0.9 0.9 0.9 0.9 0.9 0.9 0.9 0.9 0.9 0.9 0.9 0.9 0.9 0.9 0.9 0.9 0.9 0.9 0.9 0.9 0.89999988 0.89998023 0.83675592 0.7559786 0.60065583 0.22 ] [0. 0. 0. 0.8 0.8 0.8 0.8 0.8 0.8 0.8 0.8 0.8 0.8 0.8 0.8 0.8 0.8 0.8 0.8 0.79997205 0.7989752 0.78933255 0.7549919 0.70842539 0. 0. 0. 0. 0. 0. ] [0. 0. 0. 0.5 0.5 0.5 0.5 0.5 0.5 0.5 0.5 0.5 0.5 0.5 0.5 0.5 0.5 0.5 0.5 0.5 0.5 0.5 0.5 0.5 0. 0. 0. 0. 0. 0. ] [0. 0. 0. 0.5 0.5 0.5 0.5 0.5 0.5 0.5 0.5 0.5 0.5 0.5 0.5 0.5 0.5 0.5 0.5 0.5 0.5 0.5 0.5 0.5 0. 0. 0. 0. 0. 0. ] [0. 0. 0. 0. 0. 0. 0. 0. 0. 0. 0. 0. 0. 0. 0. 0. 0. 0. 0. 0. 0. 0. 0. 0. 0. 0. 0. 0. 0. 0. ] [0. 0. 0. 0. 0. 0. 0. 0. 0. 0. 0. 0. 0. 0. 0. 0. 0. 0. 0. 0. 0. 0. 0. 0. 0. 0. 0. 0. 0. 0. ] [0. 0. 0. 0. 0. 0. 0. 0. 0. 0. 0. 0. 0. 0. 0. 0. 0. 0. 0. 0. 0. 0. 0. 0. 0. 0. 0. 0. 0. 0. ] [0. 0. 0. 0. 0. 0. 0. 0. 0. 0. 0. 0. 0. 0. 0. 0. 0. 0. 0. 0. 0. 0. 0. 0. 0. 0. 0. 0. 0. 0. ] [0. 0. 0. 0. 0. 0. 0. 0. 0. 0. 0. 0. 0. 0. 0. 0. 0. 0. 0. 0. 0. 0. 0. 0. 0. 0. 0. 0. 0. 0. ] [0. 0. 0. 0. 0. 0. 0. 0. 0. 0. 0. 0. 0. 0. 0. 0. 0. 0. 0. 0. 0. 0. 0. 0. 0. 0. 0. 0. 0. 0. ] [0. 0. 0. 0. 0. 0. 0. 0. 0. 0. 0. 0. 0. 0. 0. 0. 0. 0. 0. 0. 0. 0. 0. 0. 0. 0. 0. 0. 0. 0. ] [0. 0. 0. 0. 0. 0. 0. 0. 0. 0. 0. 0. 0. 0. 0. 0. 0. 0. 0. 0. 0. 0. 0. 0. 0. 0. 0. 0. 0. 0. ] [0. 0. 0. 0. 0. 0. 0. 0. 0. 0. 0. 0. 0. 0. 0. 0. 0. 0. 0. 0. 0. 0. 0. 0. 0. 0. 0. 0. 0. 0. ] [0. 0. 0. 0. 0. 0. 0. 0. 0. 0. 0. 0. 0. 0. 0. 0. 0. 0. 0. 0. 0. 0. 0. 0. 0. 0. 0. 0. 0. 0. ] [0. 0. 0. 0. 0. 0. 0. 0. 0. 0. 0. 0. 0. 0. 0. 0. 0. 0. 0. 0. 0. 0. 0. 0. 0. 0. 0. 0. 0. 0. ]] | 2D array of the width along the outer profile of a layer. The first dimension represents each layer, the second dimension represents each entry along blade span.
blade.interp_airfoils.r_thick_interp | output |  | [1. 0.56482845 0.4 0.4 0.38854197 0.35 0.35 0.35 0.35 0.32886547 0.3 0.3 0.3 0.3 0.3 0.28140145 0.25 0.25 0.25 0.25 0.25 0.23710074 0.21 0.21 0.21 0.17916643 0.17 0.17 0.17 0.17 ] | 1D array of the relative thicknesses of the blade defined along span.
blade.interp_airfoils.ac_interp | output |  | [0.5 0.33681067 0.275 0.275 0.275 0.275 0.275 0.275 0.275 0.275 0.275 0.275 0.275 0.275 0.275 0.275 0.275 0.275 0.275 0.275 0.275 0.275 0.275 0.275 0.275 0.275 0.275 0.275 0.275 0.275 ] | 1D array of the aerodynamic center of the blade defined along span.
blade.interp_airfoils.cl_interp | output |  | [[[[-3.25260652e-19]] [[ 3.46944695e-18]] [[-1.38777878e-17]] ... [[ 3.38271078e-17]] [[-1.73472348e-18]] [[-3.57786717e-18]]] [[[ 6.63256118e-03]] [[ 1.13462757e-01]] [[ 2.14951605e-01]] ... [[-2.32379273e-01]] [[-1.26591152e-01]] [[ 6.63256118e-03]]] [[[ 1.27742998e-02]] [[ 1.42693272e-01]] [[ 2.58637012e-01]] ... [[-2.66800672e-01]] [[-1.38782724e-01]] [[ 1.27742998e-02]]] ... [[[-1.53642952e-08]] [[ 2.24280087e-01]] [[ 4.60935912e-01]] ... [[-4.60935912e-01]] [[-2.24280087e-01]] [[ 1.53642952e-08]]] [[[-1.53642952e-08]] [[ 2.24280087e-01]] [[ 4.60935912e-01]] ... [[-4.60935912e-01]] [[-2.24280087e-01]] [[ 1.53642952e-08]]] [[[-1.53642952e-08]] [[ 2.24280087e-01]] [[ 4.60935912e-01]] ... [[-4.60935912e-01]] [[-2.24280087e-01]] [[ 1.53642952e-08]]]] | 4D array with the lift coefficients of the airfoils. Dimension 0 is along the blade span for n_span stations, dimension 1 is along the angles of attack, dimension 2 is along the Reynolds number, dimension 3 is along the number of tabs, which may describe multiple sets at the same station, for example in presence of a flap.
blade.interp_airfoils.cd_interp | output |  | [[[[0.5 ]] [[0.5 ]] [[0.5 ]] ... [[0.5 ]] [[0.5 ]] [[0.5 ]]] [[[0.15834246]] [[0.14657251]] [[0.12654502]] ... [[0.13933512]] [[0.1506808 ]] [[0.15834246]]] [[[0.06162547]] [[0.06296798]] [[0.06920074]] ... [[0.07156878]] [[0.06373137]] [[0.06162547]]] ... [[[0.0198 ]] [[0.02572598]] [[0.04114402]] ... [[0.04047996]] [[0.02538511]] [[0.0198 ]]] [[[0.0198 ]] [[0.02572598]] [[0.04114402]] ... [[0.04047996]] [[0.02538511]] [[0.0198 ]]] [[[0.0198 ]] [[0.02572598]] [[0.04114402]] ... [[0.04047996]] [[0.02538511]] [[0.0198 ]]]] | 4D array with the drag coefficients of the airfoils. Dimension 0 is along the blade span for n_span stations, dimension 1 is along the angles of attack, dimension 2 is along the Reynolds number, dimension 3 is along the number of tabs, which may describe multiple sets at the same station, for example in presence of a flap.
blade.interp_airfoils.cm_interp | output |  | [[[[-4.06575815e-20]] [[-3.90312782e-18]] [[ 8.67361738e-19]] ... [[-1.73472348e-18]] [[ 3.03576608e-18]] [[-3.38813179e-21]]] [[[ 2.57065280e-04]] [[ 5.26947335e-02]] [[ 9.97340121e-02]] ... [[-1.11282798e-01]] [[-5.86879347e-02]] [[ 2.57065280e-04]]] [[[ 3.70854259e-04]] [[ 5.78906867e-02]] [[ 1.09442053e-01]] ... [[-1.20140868e-01]] [[-6.33445740e-02]] [[ 3.70854259e-04]]] ... [[[-7.71299959e-09]] [[ 1.12680187e-01]] [[ 2.31783829e-01]] ... [[-2.31710912e-01]] [[-1.12584318e-01]] [[ 7.70271560e-09]]] [[[-7.71299959e-09]] [[ 1.12680187e-01]] [[ 2.31783829e-01]] ... [[-2.31710912e-01]] [[-1.12584318e-01]] [[ 7.70271560e-09]]] [[[-7.71299959e-09]] [[ 1.12680187e-01]] [[ 2.31783829e-01]] ... [[-2.31710912e-01]] [[-1.12584318e-01]] [[ 7.70271560e-09]]]] | 4D array with the moment coefficients of the airfoils. Dimension 0 is along the blade span for n_span stations, dimension 1 is along the angles of attack, dimension 2 is along the Reynolds number, dimension 3 is along the number of tabs, which may describe multiple sets at the same station, for example in presence of a flap.
blade.interp_airfoils.coord_xy_interp | output |  | [[[ 1.00000000e+00 4.33680869e-19] [ 9.99310113e-01 -2.24586628e-02] [ 9.97715675e-01 -4.48159779e-02] ... [ 9.97767307e-01 4.41944433e-02] [ 9.99327246e-01 2.21465777e-02] [ 1.00000000e+00 -6.93889390e-18]] [[ 1.00000000e+00 -3.45453481e-03] [ 9.85732236e-01 -4.50857227e-03] [ 9.71245898e-01 -5.41268359e-03] ... [ 9.73540047e-01 2.01834666e-02] [ 9.86794643e-01 1.21857375e-02] [ 1.00000000e+00 3.34158479e-03]] [[ 1.00000000e+00 -3.52767074e-03] [ 9.82059782e-01 3.90327629e-04] [ 9.63825795e-01 2.50462990e-03] ... [ 9.66589031e-01 1.41947173e-02] [ 9.83283080e-01 8.77890463e-03] [ 1.00000000e+00 3.41232946e-03]] ... [[ 1.00000000e+00 -1.59933238e-03] [ 9.76316764e-01 1.06223114e-03] [ 9.52601299e-01 3.08357338e-03] ... [ 9.53511819e-01 1.19996935e-02] [ 9.76793838e-01 6.84560730e-03] [ 1.00000000e+00 1.54000107e-03]] [[ 1.00000000e+00 -1.59933238e-03] [ 9.76316764e-01 1.06223114e-03] [ 9.52601299e-01 3.08357338e-03] ... [ 9.53511819e-01 1.19996935e-02] [ 9.76793838e-01 6.84560730e-03] [ 1.00000000e+00 1.54000107e-03]] [[ 1.00000000e+00 -1.59933238e-03] [ 9.76316764e-01 1.06223114e-03] [ 9.52601299e-01 3.08357338e-03] ... [ 9.53511819e-01 1.19996935e-02] [ 9.76793838e-01 6.84560730e-03] [ 1.00000000e+00 1.54000107e-03]]] | 3D array of the non-dimensional x and y airfoil coordinates of the airfoils interpolated along span for n_span stations. The leading edge is place at x=0 and y=0.
blade.opt_var.s_opt_twist | output |  | [0. 0.03448276 0.06896552 0.10344828 0.13793103 0.17241379 0.20689655 0.24137931 0.27586207 0.31034483 0.34482759 0.37931034 0.4137931 0.44827586 0.48275862 0.51724138 0.55172414 0.5862069 0.62068966 0.65517241 0.68965517 0.72413793 0.75862069 0.79310345 0.82758621 0.86206897 0.89655172 0.93103448 0.96551724 1. ]
blade.opt_var.s_opt_chord | output |  | [0. 0.03448276 0.06896552 0.10344828 0.13793103 0.17241379 0.20689655 0.24137931 0.27586207 0.31034483 0.34482759 0.37931034 0.4137931 0.44827586 0.48275862 0.51724138 0.55172414 0.5862069 0.62068966 0.65517241 0.68965517 0.72413793 0.75862069 0.79310345 0.82758621 0.86206897 0.89655172 0.93103448 0.96551724 1. ]
blade.opt_var.twist_opt | output | rad | [ 0.97738438 0.66076487 0.48378032 0.35172297 0.23757181 0.15461066 0.11998401 0.08951877 0.08011156 0.06839539 0.05069348 0.03689154 0.02589658 -0.00260522 -0.01628047 -0.02163829 -0.02589926 -0.03262599 -0.03850517 -0.04566013 -0.04813058 -0.04991932 -0.05373845 -0.05934119 -0.05934119 -0.05135876 -0.03840534 -0.02422526 -0.01097925 -0.00418879]
blade.opt_var.chord_opt | output | m | [5. 6.45057184 7. 7. 7. 6.98980714 6.72049092 6.4708953 6.24487326 5.94201502 5.55704973 5.19612751 4.85662024 4.55786366 4.23832377 3.93496921 3.68586956 3.48067502 3.22630701 3.05296816 2.88965517 2.72413792 2.55862069 2.39310346 2.22758619 2.06206896 1.901718 1.71813319 1.36512688 0.5 ]
blade.opt_var.af_position | output |  | [0. 0.00416667 0.02083333 0.04166667 0.08333333 0.125 0.16666667 0.20833333 0.25 0.29166667 0.33333333 0.375 0.41666667 0.45833333 0.5 0.54166667 0.58333333 0.625 0.66666667 0.70833333 0.75 0.79166667 0.83333333 0.875 0.91666667 0.95833333 0.99958333 1. ]
blade.opt_var.s_opt_layer_0 | output |  | [0. 0.03448276 0.06896552 0.10344828 0.13793103 0.17241379 0.20689655 0.24137931 0.27586207 0.31034483 0.34482759 0.37931034 0.4137931 0.44827586 0.48275862 0.51724138 0.55172414 0.5862069 0.62068966 0.65517241 0.68965517 0.72413793 0.75862069 0.79310345 0.82758621 0.86206897 0.89655172 0.93103448 0.96551724 1. ]
blade.opt_var.layer_0_opt | output | m | [0.0005 0.0005 0.0005 0.0005 0.0005 0.0005 0.0005 0.0005 0.0005 0.0005 0.0005 0.0005 0.0005 0.0005 0.0005 0.0005 0.0005 0.0005 0.0005 0.0005 0.0005 0.0005 0.0005 0.0005 0.0005 0.0005 0.0005 0.0005 0.0005 0.0005]
blade.opt_var.s_opt_layer_1 | output |  | [0. 0.03448276 0.06896552 0.10344828 0.13793103 0.17241379 0.20689655 0.24137931 0.27586207 0.31034483 0.34482759 0.37931034 0.4137931 0.44827586 0.48275862 0.51724138 0.55172414 0.5862069 0.62068966 0.65517241 0.68965517 0.72413793 0.75862069 0.79310345 0.82758621 0.86206897 0.89655172 0.93103448 0.96551724 1. ]
blade.opt_var.layer_1_opt | output | m | [0.05 0.04081969 0.03226966 0.02415612 0.01564759 0.00867322 0.00473378 0.00312627 0.00227767 0.00203461 0.00200053 0.00200002 0.002 0.002 0.002 0.002 0.002 0.002 0.002 0.002 0.002 0.002 0.002 0.002 0.00180323 0.00131224 0.00104021 0.00100135 0.001 0.001 ]
blade.opt_var.s_opt_layer_2 | output |  | [0. 0.03448276 0.06896552 0.10344828 0.13793103 0.17241379 0.20689655 0.24137931 0.27586207 0.31034483 0.34482759 0.37931034 0.4137931 0.44827586 0.48275862 0.51724138 0.55172414 0.5862069 0.62068966 0.65517241 0.68965517 0.72413793 0.75862069 0.79310345 0.82758621 0.86206897 0.89655172 0.93103448 0.96551724 1. ]
blade.opt_var.layer_2_opt | output | m | [0.0001 0.00438147 0.0150519 0.03035182 0.04746369 0.06362935 0.07611578 0.08317021 0.08937909 0.09450151 0.09777677 0.09841932 0.09739565 0.09512692 0.09226371 0.08925432 0.08635675 0.0832791 0.07972353 0.07549254 0.0699988 0.06112214 0.04860463 0.03545513 0.02466062 0.01776472 0.01194345 0.00691416 0.00324837 0.001 ]
blade.opt_var.s_opt_layer_3 | output |  | [0. 0.03448276 0.06896552 0.10344828 0.13793103 0.17241379 0.20689655 0.24137931 0.27586207 0.31034483 0.34482759 0.37931034 0.4137931 0.44827586 0.48275862 0.51724138 0.55172414 0.5862069 0.62068966 0.65517241 0.68965517 0.72413793 0.75862069 0.79310345 0.82758621 0.86206897 0.89655172 0.93103448 0.96551724 1. ]
blade.opt_var.layer_3_opt | output | m | [0.0001 0.00438147 0.0150519 0.03035182 0.04746369 0.06362935 0.07611578 0.08317021 0.08937909 0.09450151 0.09777677 0.09841932 0.09739565 0.09512692 0.09226371 0.08925432 0.08635675 0.0832791 0.07972353 0.07549254 0.0699988 0.06112214 0.04860463 0.03545513 0.02466062 0.01776472 0.01194345 0.00691416 0.00324837 0.001 ]
blade.opt_var.s_opt_layer_4 | output |  | [0. 0.03448276 0.06896552 0.10344828 0.13793103 0.17241379 0.20689655 0.24137931 0.27586207 0.31034483 0.34482759 0.37931034 0.4137931 0.44827586 0.48275862 0.51724138 0.55172414 0.5862069 0.62068966 0.65517241 0.68965517 0.72413793 0.75862069 0.79310345 0.82758621 0.86206897 0.89655172 0.93103448 0.96551724 1. ]
blade.opt_var.layer_4_opt | output | m | [0. 0. 0. 0.00299507 0.00294581 0.00289655 0.00284729 0.00279803 0.00274877 0.00269951 0.00265025 0.00260099 0.00255172 0.00250246 0.0024532 0.00240394 0.00235468 0.00230542 0.00225616 0.0022069 0.00215764 0.00210837 0.00205911 0.00200985 0. 0. 0. 0. 0. 0. ]
blade.opt_var.s_opt_layer_5 | output |  | [0. 0.03448276 0.06896552 0.10344828 0.13793103 0.17241379 0.20689655 0.24137931 0.27586207 0.31034483 0.34482759 0.37931034 0.4137931 0.44827586 0.48275862 0.51724138 0.55172414 0.5862069 0.62068966 0.65517241 0.68965517 0.72413793 0.75862069 0.79310345 0.82758621 0.86206897 0.89655172 0.93103448 0.96551724 1. ]
blade.opt_var.layer_5_opt | output | m | [0. 0. 0. 0.0151551 0.02659419 0.03838054 0.04863375 0.05706524 0.06593926 0.07399829 0.07952219 0.08035564 0.07552905 0.06548829 0.05371052 0.04289912 0.03358001 0.02375535 0.01434111 0.00715383 0.00416067 0.00301727 0.0021994 0.00162397 0. 0. 0. 0. 0. 0. ]
blade.opt_var.s_opt_layer_6 | output |  | [0. 0.03448276 0.06896552 0.10344828 0.13793103 0.17241379 0.20689655 0.24137931 0.27586207 0.31034483 0.34482759 0.37931034 0.4137931 0.44827586 0.48275862 0.51724138 0.55172414 0.5862069 0.62068966 0.65517241 0.68965517 0.72413793 0.75862069 0.79310345 0.82758621 0.86206897 0.89655172 0.93103448 0.96551724 1. ]
blade.opt_var.layer_6_opt | output | m | [0. 0. 0. 0.0151551 0.02659419 0.03838054 0.04863375 0.05706524 0.06593926 0.07399829 0.07952219 0.08035564 0.07552905 0.06548829 0.05371052 0.04289912 0.03358001 0.02375535 0.01434111 0.00715383 0.00416067 0.00301727 0.0021994 0.00162397 0. 0. 0. 0. 0. 0. ]
blade.opt_var.s_opt_layer_7 | output |  | [0. 0.03448276 0.06896552 0.10344828 0.13793103 0.17241379 0.20689655 0.24137931 0.27586207 0.31034483 0.34482759 0.37931034 0.4137931 0.44827586 0.48275862 0.51724138 0.55172414 0.5862069 0.62068966 0.65517241 0.68965517 0.72413793 0.75862069 0.79310345 0.82758621 0.86206897 0.89655172 0.93103448 0.96551724 1. ]
blade.opt_var.layer_7_opt | output | m | [0. 0. 0. 0.05972906 0.0570197 0.05431034 0.05160099 0.04889163 0.04618227 0.04347291 0.04076355 0.03805419 0.03534483 0.03263547 0.02992611 0.02721675 0.02450739 0.02179803 0.01908867 0.01637931 0.01366995 0.01096059 0.00825123 0.00554187 0. 0. 0. 0. 0. 0. ]
blade.opt_var.s_opt_layer_8 | output |  | [0. 0.03448276 0.06896552 0.10344828 0.13793103 0.17241379 0.20689655 0.24137931 0.27586207 0.31034483 0.34482759 0.37931034 0.4137931 0.44827586 0.48275862 0.51724138 0.55172414 0.5862069 0.62068966 0.65517241 0.68965517 0.72413793 0.75862069 0.79310345 0.82758621 0.86206897 0.89655172 0.93103448 0.96551724 1. ]
blade.opt_var.layer_8_opt | output | m | [0. 0. 0. 0.05972906 0.0570197 0.05431034 0.05160099 0.04889163 0.04618227 0.04347291 0.04076355 0.03805419 0.03534483 0.03263547 0.02992611 0.02721675 0.02450739 0.02179803 0.01908867 0.01637931 0.01366995 0.01096059 0.00825123 0.00554187 0. 0. 0. 0. 0. 0. ]
blade.opt_var.s_opt_layer_9 | output |  | [0. 0.03448276 0.06896552 0.10344828 0.13793103 0.17241379 0.20689655 0.24137931 0.27586207 0.31034483 0.34482759 0.37931034 0.4137931 0.44827586 0.48275862 0.51724138 0.55172414 0.5862069 0.62068966 0.65517241 0.68965517 0.72413793 0.75862069 0.79310345 0.82758621 0.86206897 0.89655172 0.93103448 0.96551724 1. ]
blade.opt_var.layer_9_opt | output | m | [0. 0. 0. 0.05972906 0.0570197 0.05431034 0.05160099 0.04889163 0.04618227 0.04347291 0.04076355 0.03805419 0.03534483 0.03263547 0.02992611 0.02721675 0.02450739 0.02179803 0.01908867 0.01637931 0.01366995 0.01096059 0.00825123 0.00554187 0. 0. 0. 0. 0. 0. ]
blade.opt_var.s_opt_layer_10 | output |  | [0. 0.03448276 0.06896552 0.10344828 0.13793103 0.17241379 0.20689655 0.24137931 0.27586207 0.31034483 0.34482759 0.37931034 0.4137931 0.44827586 0.48275862 0.51724138 0.55172414 0.5862069 0.62068966 0.65517241 0.68965517 0.72413793 0.75862069 0.79310345 0.82758621 0.86206897 0.89655172 0.93103448 0.96551724 1. ]
blade.opt_var.layer_10_opt | output | m | [0. 0. 0. 0.05972906 0.0570197 0.05431034 0.05160099 0.04889163 0.04618227 0.04347291 0.04076355 0.03805419 0.03534483 0.03263547 0.02992611 0.02721675 0.02450739 0.02179803 0.01908867 0.01637931 0.01366995 0.01096059 0.00825123 0.00554187 0. 0. 0. 0. 0. 0. ]
blade.opt_var.s_opt_layer_11 | output |  | [0. 0.03448276 0.06896552 0.10344828 0.13793103 0.17241379 0.20689655 0.24137931 0.27586207 0.31034483 0.34482759 0.37931034 0.4137931 0.44827586 0.48275862 0.51724138 0.55172414 0.5862069 0.62068966 0.65517241 0.68965517 0.72413793 0.75862069 0.79310345 0.82758621 0.86206897 0.89655172 0.93103448 0.96551724 1. ]
blade.opt_var.layer_11_opt | output | m | [0.05 0.04081969 0.03226966 0.02415612 0.01564759 0.00867322 0.00473378 0.00312627 0.00227767 0.00203461 0.00200053 0.00200002 0.002 0.002 0.002 0.002 0.002 0.002 0.002 0.002 0.002 0.002 0.002 0.002 0.00180323 0.00131224 0.00104021 0.00100135 0.001 0.001 ]
blade.opt_var.s_opt_layer_12 | output |  | [0. 0.03448276 0.06896552 0.10344828 0.13793103 0.17241379 0.20689655 0.24137931 0.27586207 0.31034483 0.34482759 0.37931034 0.4137931 0.44827586 0.48275862 0.51724138 0.55172414 0.5862069 0.62068966 0.65517241 0.68965517 0.72413793 0.75862069 0.79310345 0.82758621 0.86206897 0.89655172 0.93103448 0.96551724 1. ]
blade.opt_var.layer_12_opt | output | m | [0. 0. 0. 0.00199391 0.00193306 0.00187221 0.00181136 0.00175051 0.00168966 0.0016288 0.00156795 0.0015071 0.00144625 0.0013854 0.00132454 0.00126369 0.00120284 0.00114199 0.00108114 0.00102028 0.00095943 0.00089858 0.00083773 0.00077688 0.00071602 0.00065517 0.00059432 0.00053347 0. 0. ]
blade.opt_var.s_opt_layer_13 | output |  | [0. 0.03448276 0.06896552 0.10344828 0.13793103 0.17241379 0.20689655 0.24137931 0.27586207 0.31034483 0.34482759 0.37931034 0.4137931 0.44827586 0.48275862 0.51724138 0.55172414 0.5862069 0.62068966 0.65517241 0.68965517 0.72413793 0.75862069 0.79310345 0.82758621 0.86206897 0.89655172 0.93103448 0.96551724 1. ]
blade.opt_var.layer_13_opt | output | m | [0. 0. 0. 0.04284584 0.04130426 0.03976268 0.0382211 0.03667951 0.03513793 0.03359635 0.03205477 0.03051318 0.0289716 0.02743002 0.02588844 0.02434686 0.02280527 0.02126369 0.01972211 0.01818053 0.01663895 0.01509736 0.01355578 0.0120142 0.01047262 0.00893103 0.00738945 0.00584787 0. 0. ]
blade.opt_var.s_opt_layer_14 | output |  | [0. 0.03448276 0.06896552 0.10344828 0.13793103 0.17241379 0.20689655 0.24137931 0.27586207 0.31034483 0.34482759 0.37931034 0.4137931 0.44827586 0.48275862 0.51724138 0.55172414 0.5862069 0.62068966 0.65517241 0.68965517 0.72413793 0.75862069 0.79310345 0.82758621 0.86206897 0.89655172 0.93103448 0.96551724 1. ]
blade.opt_var.layer_14_opt | output | m | [0. 0. 0. 0.00199391 0.00193306 0.00187221 0.00181136 0.00175051 0.00168966 0.0016288 0.00156795 0.0015071 0.00144625 0.0013854 0.00132454 0.00126369 0.00120284 0.00114199 0.00108114 0.00102028 0.00095943 0.00089858 0.00083773 0.00077688 0.00071602 0.00065517 0.00059432 0.00053347 0. 0. ]
blade.opt_var.s_opt_layer_15 | output |  | [0. 0.03448276 0.06896552 0.10344828 0.13793103 0.17241379 0.20689655 0.24137931 0.27586207 0.31034483 0.34482759 0.37931034 0.4137931 0.44827586 0.48275862 0.51724138 0.55172414 0.5862069 0.62068966 0.65517241 0.68965517 0.72413793 0.75862069 0.79310345 0.82758621 0.86206897 0.89655172 0.93103448 0.96551724 1. ]
blade.opt_var.layer_15_opt | output | m | [0. 0. 0. 0.00199391 0.00193306 0.00187221 0.00181136 0.00175051 0.00168966 0.0016288 0.00156795 0.0015071 0.00144625 0.0013854 0.00132454 0.00126369 0.00120284 0.00114199 0.00108114 0.00102028 0.00095943 0.00089858 0.00083773 0.00077688 0.00071602 0.00065517 0.00059432 0.00053347 0. 0. ]
blade.opt_var.s_opt_layer_16 | output |  | [0. 0.03448276 0.06896552 0.10344828 0.13793103 0.17241379 0.20689655 0.24137931 0.27586207 0.31034483 0.34482759 0.37931034 0.4137931 0.44827586 0.48275862 0.51724138 0.55172414 0.5862069 0.62068966 0.65517241 0.68965517 0.72413793 0.75862069 0.79310345 0.82758621 0.86206897 0.89655172 0.93103448 0.96551724 1. ]
blade.opt_var.layer_16_opt | output | m | [0. 0. 0. 0.04284584 0.04130426 0.03976268 0.0382211 0.03667951 0.03513793 0.03359635 0.03205477 0.03051318 0.0289716 0.02743002 0.02588844 0.02434686 0.02280527 0.02126369 0.01972211 0.01818053 0.01663895 0.01509736 0.01355578 0.0120142 0.01047262 0.00893103 0.00738945 0.00584787 0. 0. ]
blade.opt_var.s_opt_layer_17 | output |  | [0. 0.03448276 0.06896552 0.10344828 0.13793103 0.17241379 0.20689655 0.24137931 0.27586207 0.31034483 0.34482759 0.37931034 0.4137931 0.44827586 0.48275862 0.51724138 0.55172414 0.5862069 0.62068966 0.65517241 0.68965517 0.72413793 0.75862069 0.79310345 0.82758621 0.86206897 0.89655172 0.93103448 0.96551724 1. ]
blade.opt_var.layer_17_opt | output | m | [0. 0. 0. 0.00199391 0.00193306 0.00187221 0.00181136 0.00175051 0.00168966 0.0016288 0.00156795 0.0015071 0.00144625 0.0013854 0.00132454 0.00126369 0.00120284 0.00114199 0.00108114 0.00102028 0.00095943 0.00089858 0.00083773 0.00077688 0.00071602 0.00065517 0.00059432 0.00053347 0. 0. ]
blade.outer_shape_bem.af_position | output |  | [0. 0.00416667 0.02083333 0.04166667 0.08333333 0.125 0.16666667 0.20833333 0.25 0.29166667 0.33333333 0.375 0.41666667 0.45833333 0.5 0.54166667 0.58333333 0.625 0.66666667 0.70833333 0.75 0.79166667 0.83333333 0.875 0.91666667 0.95833333 0.99958333 1. ] | 1D array of the non dimensional positions of the airfoils af_used defined along blade span.
blade.outer_shape_bem.s | output |  | [0. 0.03448276 0.06896552 0.10344828 0.13793103 0.17241379 0.20689655 0.24137931 0.27586207 0.31034483 0.34482759 0.37931034 0.4137931 0.44827586 0.48275862 0.51724138 0.55172414 0.5862069 0.62068966 0.65517241 0.68965517 0.72413793 0.75862069 0.79310345 0.82758621 0.86206897 0.89655172 0.93103448 0.96551724 1. ] | 1D array of the non-dimensional spanwise grid defined along blade axis (0-blade root, 1-blade tip)
blade.outer_shape_bem.chord | output | m | [5. 6.45057184 7. 7. 7. 6.98980714 6.72049092 6.4708953 6.24487326 5.94201502 5.55704973 5.19612751 4.85662024 4.55786366 4.23832377 3.93496921 3.68586956 3.48067502 3.22630701 3.05296816 2.88965517 2.72413792 2.55862069 2.39310346 2.22758619 2.06206896 1.901718 1.71813319 1.36512688 0.5 ] | 1D array of the chord values defined along blade span.
blade.outer_shape_bem.twist | output | rad | [ 0.97738438 0.66076487 0.48378032 0.35172297 0.23757181 0.15461066 0.11998401 0.08951877 0.08011156 0.06839539 0.05069348 0.03689154 0.02589658 -0.00260522 -0.01628047 -0.02163829 -0.02589926 -0.03262599 -0.03850517 -0.04566013 -0.04813058 -0.04991932 -0.05373845 -0.05934119 -0.05934119 -0.05135876 -0.03840534 -0.02422526 -0.01097925 -0.00418879] | 1D array of the twist values defined along blade span. The twist is defined positive for negative rotations around the z axis (the same as in BeamDyn).
blade.outer_shape_bem.pitch_axis | output |  | [0.5 0.33681067 0.275 0.275 0.275 0.275 0.275 0.275 0.275 0.275 0.275 0.275 0.275 0.275 0.275 0.275 0.275 0.275 0.275 0.275 0.275 0.275 0.275 0.275 0.275 0.275 0.275 0.275 0.275 0.275 ] | 1D array of the chordwise position of the pitch axis (0-LE, 1-TE), defined along blade span.
blade.outer_shape_bem.r_thick_yaml_interp | output |  | [0. 0. 0. 0. 0. 0. 0. 0. 0. 0. 0. 0. 0. 0. 0. 0. 0. 0. 0. 0. 0. 0. 0. 0. 0. 0. 0. 0. 0. 0.] | 1D array of the relative thickness values defined along blade span.
blade.outer_shape_bem.ref_axis | output | m | [[ 0. 0. 0. ] [ 0. 0. 4.1379309 ] [ 0. 0. 8.27586218] [ 0. 0. 12.41379339] [ 0. 0. 16.55172397] [ 0. 0. 20.68965483] [ 0. 0. 24.8275866 ] [ 0. 0. 28.96551734] [ 0. 0. 33.10344794] [ 0. 0. 37.24137925] [ 0. 0. 41.37931072] [ 0. 0. 45.51724133] [ 0. 0. 49.65517201] [ 0. 0. 53.79310371] [ 0. 0. 57.93103471] [ 0. 0. 62.06896529] [ 0. 0. 66.20689629] [ 0. 0. 70.34482799] [ 0. 0. 74.48275867] [ 0. 0. 78.62068928] [ 0. 0. 82.75862075] [ 0. 0. 86.89655206] [ 0. 0. 91.03448266] [ 0. 0. 95.1724134 ] [ 0. 0. 99.31034517] [ 0. 0. 103.44827603] [ 0. 0. 107.58620661] [ 0. 0. 111.72413775] [ 0. 0. 115.86207007] [ 0. 0. 120. ]] | 2D array of the coordinates (x,y,z) of the blade reference axis, defined along blade span. The coordinate system is the one of BeamDyn: it is placed at blade root with x pointing the suction side of the blade, y pointing the trailing edge and z along the blade span. A standard configuration will have negative x values (prebend), if swept positive y values, and positive z values.
blade.pa.twist_param | output | rad | [ 0.97738438 0.66076487 0.48378032 0.35172297 0.23757181 0.15461066 0.11998401 0.08951877 0.08011156 0.06839539 0.05069348 0.03689154 0.02589658 -0.00260522 -0.01628047 -0.02163829 -0.02589926 -0.03262599 -0.03850517 -0.04566013 -0.04813058 -0.04991932 -0.05373845 -0.05934119 -0.05934119 -0.05135876 -0.03840534 -0.02422526 -0.01097925 -0.00418879] | 1D array of the twist values defined along blade span. The twist is the result of the parameterization.
blade.pa.chord_param | output | m | [5. 6.45057184 7. 7. 7. 6.98980714 6.72049092 6.4708953 6.24487326 5.94201502 5.55704973 5.19612751 4.85662024 4.55786366 4.23832377 3.93496921 3.68586956 3.48067502 3.22630701 3.05296816 2.88965517 2.72413792 2.55862069 2.39310346 2.22758619 2.06206896 1.901718 1.71813319 1.36512688 0.5 ] | 1D array of the chord values defined along blade span. The chord is the result of the parameterization.
blade.pa.max_chord_constr | output |  | [1.05263158 1.35801513 1.47368421 1.47368421 1.47368421 1.47153834 1.41484019 1.36229375 1.31471016 1.25095053 1.16990521 1.09392158 1.02244637 0.95955024 0.89227869 0.82841457 0.77597254 0.73277369 0.67922253 0.64273014 0.60834846 0.57350272 0.53865699 0.50381126 0.46896551 0.43411978 0.40036168 0.36171225 0.28739513 0.10526316] | 1D array of the ratio between chord values and maximum chord along blade span.
blade.ps.layer_thickness_param | output | m | [[0.0005 0.0005 0.0005 0.0005 0.0005 0.0005 0.0005 0.0005 0.0005 0.0005 0.0005 0.0005 0.0005 0.0005 0.0005 0.0005 0.0005 0.0005 0.0005 0.0005 0.0005 0.0005 0.0005 0.0005 0.0005 0.0005 0.0005 0.0005 0.0005 0.0005 ] [0.05 0.04081969 0.03226966 0.02415612 0.01564759 0.00867322 0.00473378 0.00312627 0.00227767 0.00203461 0.00200053 0.00200002 0.002 0.002 0.002 0.002 0.002 0.002 0.002 0.002 0.002 0.002 0.002 0.002 0.00180323 0.00131224 0.00104021 0.00100135 0.001 0.001 ] [0.0001 0.00438147 0.0150519 0.03035182 0.04746369 0.06362935 0.07611578 0.08317021 0.08937909 0.09450151 0.09777677 0.09841932 0.09739565 0.09512692 0.09226371 0.08925432 0.08635675 0.0832791 0.07972353 0.07549254 0.0699988 0.06112214 0.04860463 0.03545513 0.02466062 0.01776472 0.01194345 0.00691416 0.00324837 0.001 ] [0.0001 0.00438147 0.0150519 0.03035182 0.04746369 0.06362935 0.07611578 0.08317021 0.08937909 0.09450151 0.09777677 0.09841932 0.09739565 0.09512692 0.09226371 0.08925432 0.08635675 0.0832791 0.07972353 0.07549254 0.0699988 0.06112214 0.04860463 0.03545513 0.02466062 0.01776472 0.01194345 0.00691416 0.00324837 0.001 ] [0. 0. 0. 0.00299507 0.00294581 0.00289655 0.00284729 0.00279803 0.00274877 0.00269951 0.00265025 0.00260099 0.00255172 0.00250246 0.0024532 0.00240394 0.00235468 0.00230542 0.00225616 0.0022069 0.00215764 0.00210837 0.00205911 0.00200985 0. 0. 0. 0. 0. 0. ] [0. 0. 0. 0.0151551 0.02659419 0.03838054 0.04863375 0.05706524 0.06593926 0.07399829 0.07952219 0.08035564 0.07552905 0.06548829 0.05371052 0.04289912 0.03358001 0.02375535 0.01434111 0.00715383 0.00416067 0.00301727 0.0021994 0.00162397 0. 0. 0. 0. 0. 0. ] [0. 0. 0. 0.0151551 0.02659419 0.03838054 0.04863375 0.05706524 0.06593926 0.07399829 0.07952219 0.08035564 0.07552905 0.06548829 0.05371052 0.04289912 0.03358001 0.02375535 0.01434111 0.00715383 0.00416067 0.00301727 0.0021994 0.00162397 0. 0. 0. 0. 0. 0. ] [0. 0. 0. 0.05972906 0.0570197 0.05431034 0.05160099 0.04889163 0.04618227 0.04347291 0.04076355 0.03805419 0.03534483 0.03263547 0.02992611 0.02721675 0.02450739 0.02179803 0.01908867 0.01637931 0.01366995 0.01096059 0.00825123 0.00554187 0. 0. 0. 0. 0. 0. ] [0. 0. 0. 0.05972906 0.0570197 0.05431034 0.05160099 0.04889163 0.04618227 0.04347291 0.04076355 0.03805419 0.03534483 0.03263547 0.02992611 0.02721675 0.02450739 0.02179803 0.01908867 0.01637931 0.01366995 0.01096059 0.00825123 0.00554187 0. 0. 0. 0. 0. 0. ] [0. 0. 0. 0.05972906 0.0570197 0.05431034 0.05160099 0.04889163 0.04618227 0.04347291 0.04076355 0.03805419 0.03534483 0.03263547 0.02992611 0.02721675 0.02450739 0.02179803 0.01908867 0.01637931 0.01366995 0.01096059 0.00825123 0.00554187 0. 0. 0. 0. 0. 0. ] [0. 0. 0. 0.05972906 0.0570197 0.05431034 0.05160099 0.04889163 0.04618227 0.04347291 0.04076355 0.03805419 0.03534483 0.03263547 0.02992611 0.02721675 0.02450739 0.02179803 0.01908867 0.01637931 0.01366995 0.01096059 0.00825123 0.00554187 0. 0. 0. 0. 0. 0. ] [0.05 0.04081969 0.03226966 0.02415612 0.01564759 0.00867322 0.00473378 0.00312627 0.00227767 0.00203461 0.00200053 0.00200002 0.002 0.002 0.002 0.002 0.002 0.002 0.002 0.002 0.002 0.002 0.002 0.002 0.00180323 0.00131224 0.00104021 0.00100135 0.001 0.001 ] [0. 0. 0. 0.00199391 0.00193306 0.00187221 0.00181136 0.00175051 0.00168966 0.0016288 0.00156795 0.0015071 0.00144625 0.0013854 0.00132454 0.00126369 0.00120284 0.00114199 0.00108114 0.00102028 0.00095943 0.00089858 0.00083773 0.00077688 0.00071602 0.00065517 0.00059432 0.00053347 0. 0. ] [0. 0. 0. 0.04284584 0.04130426 0.03976268 0.0382211 0.03667951 0.03513793 0.03359635 0.03205477 0.03051318 0.0289716 0.02743002 0.02588844 0.02434686 0.02280527 0.02126369 0.01972211 0.01818053 0.01663895 0.01509736 0.01355578 0.0120142 0.01047262 0.00893103 0.00738945 0.00584787 0. 0. ] [0. 0. 0. 0.00199391 0.00193306 0.00187221 0.00181136 0.00175051 0.00168966 0.0016288 0.00156795 0.0015071 0.00144625 0.0013854 0.00132454 0.00126369 0.00120284 0.00114199 0.00108114 0.00102028 0.00095943 0.00089858 0.00083773 0.00077688 0.00071602 0.00065517 0.00059432 0.00053347 0. 0. ] [0. 0. 0. 0.00199391 0.00193306 0.00187221 0.00181136 0.00175051 0.00168966 0.0016288 0.00156795 0.0015071 0.00144625 0.0013854 0.00132454 0.00126369 0.00120284 0.00114199 0.00108114 0.00102028 0.00095943 0.00089858 0.00083773 0.00077688 0.00071602 0.00065517 0.00059432 0.00053347 0. 0. ] [0. 0. 0. 0.04284584 0.04130426 0.03976268 0.0382211 0.03667951 0.03513793 0.03359635 0.03205477 0.03051318 0.0289716 0.02743002 0.02588844 0.02434686 0.02280527 0.02126369 0.01972211 0.01818053 0.01663895 0.01509736 0.01355578 0.0120142 0.01047262 0.00893103 0.00738945 0.00584787 0. 0. ] [0. 0. 0. 0.00199391 0.00193306 0.00187221 0.00181136 0.00175051 0.00168966 0.0016288 0.00156795 0.0015071 0.00144625 0.0013854 0.00132454 0.00126369 0.00120284 0.00114199 0.00108114 0.00102028 0.00095943 0.00089858 0.00083773 0.00077688 0.00071602 0.00065517 0.00059432 0.00053347 0. 0. ]] | 2D array of the thickness of the layers of the blade structure after the parametrization. The first dimension represents each layer, the second dimension represents each entry along blade span.
bos.plant_turbine_spacing | output |  | [7.] | Distance between turbines in rotor diameters
bos.plant_row_spacing | output |  | [7.] | Distance between turbine rows in rotor diameters
bos.commissioning_pct | output |  | [0.01]
bos.decommissioning_pct | output |  | [0.15]
bos.distance_to_substation | output | km | [1.]
bos.distance_to_interconnection | output | km | [8.5]
bos.site_distance | output | km | [115.]
bos.distance_to_landfall | output | km | [50.]
bos.port_cost_per_month | output | USD/mo | [2000000.]
bos.site_auction_price | output | USD | [1.e+08]
bos.site_assessment_plan_cost | output | USD | [1000000.]
bos.site_assessment_cost | output | USD | [25000000.]
bos.construction_operations_plan_cost | output | USD | [2500000.]
bos.boem_review_cost | output | USD | [0.]
bos.design_install_plan_cost | output | USD | [2500000.]
configuration.rated_power | output | W | [15000000.] | Electrical rated power of the generator.
configuration.lifetime | output | year | [25.] | Turbine design lifetime.
configuration.rotor_diameter_user | output | m | [250.] | Diameter of the rotor specified by the user. It is defined as two times the blade length plus the hub diameter.
configuration.hub_height_user | output | m | [162.96] | Height of the hub center over the ground (land-based) or the mean sea level (offshore) specified by the user.
configuration.ws_class | output | Unavailable | I | IEC wind turbine class. I - offshore, II coastal, III - land-based, IV - low wind speed site.
configuration.turb_class | output | Unavailable | B | IEC wind turbine category. A - high turbulence intensity (land-based), B - mid turbulence, C - low turbulence (offshore).
configuration.gearbox_type | output | Unavailable | geared | Gearbox configuration (geared, direct-drive, etc.).
configuration.rotor_orientation | output | Unavailable | upwind | Rotor orientation, either upwind or downwind.
configuration.upwind | output | Unavailable | TRUE | Convenient boolean for upwind (True) or downwind (False).
configuration.n_blades | output | Unavailable | 3 | Number of blades of the rotor.
control.V_in | output | m/s | [3.] | Cut in wind speed. This is the wind speed where region II begins.
control.V_out | output | m/s | [25.] | Cut out wind speed. This is the wind speed where region III ends.
control.minOmega | output | rad/s | [0.52359878] | Minimum allowed rotor speed.
control.maxOmega | output | rad/s | [0.79168135] | Maximum allowed rotor speed.
control.max_TS | output | m/s | [95.] | Maximum allowed blade tip speed.
control.max_pitch_rate | output | rad/s | [0.03490659] | Maximum allowed blade pitch rate
control.max_torque_rate | output | N*m/s | [1500000.] | Maximum allowed generator torque rate
control.rated_TSR | output |  | [9.] | Constant tip speed ratio in region II.
control.rated_pitch | output | rad | [0.] | Constant pitch angle in region II.
costs.offset_tcc_per_kW | output | USD/kW | [0.] | Offset to turbine capital cost
costs.bos_per_kW | output | USD/kW | [4053.] | Balance of station/plant capital cost
costs.opex_per_kW | output | USD/kW/year | [137.] | Average annual operational expenditures of the turbine
costs.wake_loss_factor | output |  | [0.15] | The losses in AEP due to waked conditions
costs.fixed_charge_rate | output |  | [0.056] | Fixed charge rate for coe calculation
costs.labor_rate | output | USD/h | [58.8]
costs.painting_rate | output | USD/m**2 | [30.]
costs.blade_mass_cost_coeff | output | USD/kg | [14.6]
costs.hub_mass_cost_coeff | output | USD/kg | [3.9]
costs.pitch_system_mass_cost_coeff | output | USD/kg | [22.1]
costs.spinner_mass_cost_coeff | output | USD/kg | [11.1]
costs.lss_mass_cost_coeff | output | USD/kg | [11.9]
costs.bearing_mass_cost_coeff | output | USD/kg | [4.5]
costs.gearbox_torque_cost | output | USD/kN/m | [50.]
costs.hss_mass_cost_coeff | output | USD/kg | [6.8]
costs.generator_mass_cost_coeff | output | USD/kg | [12.4]
costs.bedplate_mass_cost_coeff | output | USD/kg | [2.9]
costs.yaw_mass_cost_coeff | output | USD/kg | [8.3]
costs.converter_mass_cost_coeff | output | USD/kg | [18.8]
costs.transformer_mass_cost_coeff | output | USD/kg | [18.8]
costs.hvac_mass_cost_coeff | output | USD/kg | [124.]
costs.cover_mass_cost_coeff | output | USD/kg | [5.7]
costs.elec_connec_machine_rating_cost_coeff | output | USD/kW | [41.85]
costs.platforms_mass_cost_coeff | output | USD/kg | [17.1]
costs.tower_mass_cost_coeff | output | USD/kg | [2.5244432]
costs.controls_machine_rating_cost_coeff | output | USD/kW | [21.15]
costs.crane_cost | output | USD | [12000.]
costs.electricity_price | output | USD/kW/h | [0.04]
costs.reserve_margin_price | output | USD/kW/year | [120.]
costs.capacity_credit | output |  | [0.]
costs.benchmark_price | output | USD/kW/h | [0.071]
costs.turbine_number | output | Unavailable | 40 | Number of turbines at plant
env.rho_air | output | kg/m**3 | [1.225] | Density of air
env.mu_air | output | kg/m/s | [1.81e-05] | Dynamic viscosity of air
env.shear_exp | output |  | [0.12] | Shear exponent of the wind.
env.speed_sound_air | output | m/s | [340.] | Speed of sound in air.
env.weibull_k | output |  | [2.] | Shape parameter of the Weibull probability density function of the wind.
env.rho_water | output | kg/m**3 | [1025.] | Density of ocean water
env.mu_water | output | kg/m/s | [0.0013351] | Dynamic viscosity of ocean water
env.water_depth | output | m | [60.] | Water depth for analysis. Values > 0 mean offshore
env.Hsig_wave | output | m | [4.52] | Significant wave height
env.Tsig_wave | output | s | [9.45] | Significant wave period
env.G_soil | output | N/m**2 | [1.4e+08] | Shear stress of soil
env.nu_soil | output |  | [0.4] | Poisson ratio of soil
generator.generator_radius_user | output | m | [0.61635157]
generator.generator_mass_user | output | kg | [5116.26265737]
generator.generator_efficiency_user | output |  | [[0.66673458 0.96825176] [0.68427487 0.96825176] [0.70181515 0.96825176] [0.71935544 0.96825176] [0.73689572 0.96825176] [0.75443601 0.96825176] [0.77197629 0.96825176] [0.78951658 0.96825176] [0.80705686 0.96825176] [0.82459715 0.96825176] [0.84213743 0.96825176] [0.85967772 0.96825176] [0.877218 0.96825176] [0.89475829 0.96825176] [0.91229857 0.96825176] [0.92983886 0.96825176] [0.94737914 0.96825176] [0.96491943 0.96825176] [0.98245971 0.96825176] [1. 0.96825176]]
high_level_tower_props.tower_ref_axis | output | m | [[ 0. 0. 15. ] [ 0. 0. 49.83993007] [ 0. 0. 99.61125874] [ 0. 0. 129.47405594] [ 0. 0. 157.346 ]] | 2D array of the coordinates (x,y,z) of the tower reference axis. The coordinate system is the global coordinate system of OpenFAST: it is placed at tower base with x pointing downwind, y pointing on the side and z pointing vertically upwards. A standard tower configuration will have zero x and y values and positive z values.
high_level_tower_props.hub_height | output | m | [162.96] | Height of the hub in the global reference system, i.e. distance rotor center to ground.
hub.radius | output | m | [5.] | Radius of the hub. It defines the distance of the blade root from the rotor center along the coned line.
hub.cone | output | rad | [0.06981317] | Cone angle of the rotor. It defines the angle between the rotor plane and the blade pitch axis. A standard machine has positive values.
hub.flange_t2shell_t | output |  | [6.]
hub.flange_OD2hub_D | output |  | [0.6]
hub.flange_ID2flange_OD | output |  | [0.8]
hub.hub_stress_concentration | output |  | [3.]
hub.clearance_hub_spinner | output | m | [0.5]
hub.spin_hole_incr | output |  | [1.2]
hub.pitch_system_scaling_factor | output |  | [0.75]
hub.hub_in2out_circ | output |  | [1.2]
hub.n_front_brackets | output | Unavailable | 5
hub.n_rear_brackets | output | Unavailable | 5
hub.hub_material | output | Unavailable | cast_iron
hub.spinner_material | output | Unavailable | glass_uni
materials.ply_t | output | m | [0. 0. 0. 0. 0.005 0.00515873 0.001 0.001 0. 0. 0. ] | 1D array of the ply thicknesses of the materials. Non-composite materials are kept at 0.
materials.fvf | output |  | [0. 0. 0. 0. 0.57 0.10769231 0.57 0.57 0. 0. 0. ] | 1D array of the non-dimensional fiber volume fraction of the composite materials. Non-composite materials are kept at 0.
materials.fwf | output |  | [0. 0. 0. 0. 0.74506827 0.15889029 0.74506827 0.74506827 0. 0. 0. ] | 1D array of the non-dimensional fiber weight- fraction of the composite materials. Non-composite materials are kept at 0.
materials.E | output | Pa | [[3.440e+09 3.440e+09 3.440e+09] [2.000e+11 2.000e+11 2.000e+11] [2.050e+11 2.050e+11 2.050e+11] [1.180e+11 1.180e+11 1.180e+11] [4.460e+10 1.700e+10 1.670e+10] [1.145e+11 8.390e+09 8.390e+09] [1.110e+10 1.110e+10 1.670e+10] [2.870e+10 1.660e+10 1.670e+10] [1.292e+08 1.292e+08 1.292e+08] [1.000e+06 1.000e+06 1.000e+06] [4.560e+06 4.560e+06 4.560e+06]] | 2D array of the Youngs moduli of the materials. Each row represents a material, the three columns represent E11, E22 and E33.
materials.G | output | Pa | [[1.32300000e+09 1.32300000e+09 1.32300000e+09] [7.93000000e+10 7.93000000e+10 7.93000000e+10] [8.00000000e+10 8.00000000e+10 8.00000000e+10] [4.76000000e+10 4.76000000e+10 4.76000000e+10] [3.27000000e+09 3.48000000e+09 3.50000000e+09] [5.99000000e+09 5.99000000e+09 5.99000000e+09] [1.35300000e+10 3.49000000e+09 3.49000000e+09] [8.40000000e+09 3.49000000e+09 3.49000000e+09] [4.89469697e+07 4.89469697e+07 4.89469697e+07] [3.12500000e+05 3.12500000e+05 3.12500000e+05] [1.52000000e+06 1.52000000e+06 1.52000000e+06]] | 2D array of the shear moduli of the materials. Each row represents a material, the three columns represent G12, G13 and G23.
materials.nu | output |  | [[0.3 0.3 0.3 ] [0.3 0.3 0.3 ] [0.3 0.3 0.3 ] [0.3 0.3 0.3 ] [0.262 0.35 0.264] [0.27 0.27 0.27 ] [0.5 0. 0.066] [0.5 0. 0.17 ] [0.32 0.32 0.32 ] [0.3 0.3 0.3 ] [0.49 0.49 0.49 ]] | 2D array of the Poisson ratio of the materials. Each row represents a material, the three columns represent nu12, nu13 and nu23.
materials.Xt | output | Pa | [[7.400e+01 7.400e+01 7.400e+01] [4.500e+08 4.500e+08 4.500e+08] [8.140e+08 8.140e+08 8.140e+08] [3.100e+08 3.100e+08 3.100e+08] [6.092e+08 3.810e+07 1.529e+07] [1.546e+09 0.000e+00 0.000e+00] [4.290e+07 4.260e+07 1.530e+07] [3.960e+08 7.640e+07 1.530e+07] [2.083e+06 2.083e+06 2.083e+06] [0.000e+00 0.000e+00 0.000e+00] [6.900e+05 6.900e+05 6.900e+05]] | 2D array of the Ultimate Tensile Strength (UTS) of the materials. Each row represents a material, the three columns represent Xt12, Xt13 and Xt23.
materials.Xc | output | Pa | [[8.7000e+01 8.7000e+01 8.7000e+01] [4.5000e+08 4.5000e+08 4.5000e+08] [8.1400e+08 8.1400e+08 8.1400e+08] [3.1000e+08 3.1000e+08 3.1000e+08] [4.7471e+08 1.1264e+08 1.1322e+08] [1.0470e+09 0.0000e+00 0.0000e+00] [7.0700e+07 7.0700e+07 1.1320e+08] [4.4890e+08 1.7470e+08 1.1320e+08] [1.5630e+06 1.5630e+06 1.5630e+06] [0.0000e+00 0.0000e+00 0.0000e+00] [4.0000e+05 4.0000e+05 4.0000e+05]] | 2D array of the Ultimate Compressive Strength (UCS) of the materials. Each row represents a material, the three columns represent Xc12, Xc13 and Xc23.
materials.S | output | Pa | [[2.126e+07 2.126e+07 2.126e+07] [0.000e+00 0.000e+00 0.000e+00] [0.000e+00 0.000e+00 0.000e+00] [0.000e+00 0.000e+00 0.000e+00] [1.891e+07 1.724e+07 1.316e+07] [0.000e+00 0.000e+00 0.000e+00] [1.034e+08 1.720e+07 1.320e+07] [1.034e+08 1.720e+07 1.320e+07] [1.250e+06 1.250e+06 1.250e+06] [0.000e+00 0.000e+00 0.000e+00] [3.100e+05 3.100e+05 3.100e+05]] | 2D array of the Ultimate Shear Strength (USS) of the materials. Each row represents a material, the three columns represent S12, S13 and S23.
materials.sigma_y | output | Pa | [0.00e+00 3.45e+08 4.85e+08 2.65e+08 0.00e+00 0.00e+00 0.00e+00 0.00e+00 0.00e+00 0.00e+00 0.00e+00] | Yield stress of the material (in the principle direction for composites).
materials.wohler_exp | output |  | [ 1. 3. 3. 3. 10. 16.1 10. 10. 1. 1. 1. ] | Exponent of S-N Wohler fatigue curve in the form of S = A*N^-(1/m).
materials.wohler_intercept | output |  | [8.70000000e+01 3.55346484e+10 3.55346484e+10 3.55346484e+10 6.09200000e+08 1.54600000e+09 1.13200000e+08 4.48900000e+08 2.08300000e+06 0.00000000e+00 6.90000000e+05] | Stress-intercept (A) of S-N Wohler fatigue curve in the form of S = A*N^-(1/m), taken as ultimate stress unless otherwise specified.
materials.unit_cost | output | USD/kg | [ 7.23 0.7 0.9 0.5 1.87 30. 3. 2.86 13. 3.63 9. ] | 1D array of the unit costs of the materials.
materials.waste | output |  | [0.25 0. 0. 0. 0.05 0.05 0.15 0.15 0.2 0. 0. ] | 1D array of the non-dimensional waste fraction of the materials.
materials.roll_mass | output | kg | [ 0. 0. 0. 0. 0. 0. 181.4368 181.4368 0. 0. 0. ] | 1D array of the roll mass of the composite fabrics. Non-composite materials are kept at 0.
materials.orth | output | Unavailable | [0. 0. 0. 0. 1. 1. 1. 1. 0. 0. 0.] | 1D array of flags to set whether a material is isotropic (0) or orthtropic (1). Each entry represents a material.
monopile.s | output |  | [0. 0.28571429 0.52380952 0.76190476 0.85714286 0.95238095 1. ] | 1D array of the non-dimensional grid defined along the tower axis (0-tower base, 1-tower top)
monopile.height | output | m | [105.] | Scalar of the tower height computed along the z axis.
monopile.length | output | m | [105.] | Scalar of the tower length computed along its curved axis. A standard straight tower will be as high as long.
monopile.foundation_height | output | m | [-90.] | Foundation height in respect to the ground level.
monopile.diameter | output | m | [10. 10. 10. 10. 10. 10. 10.] | 1D array of the outer diameter values defined along the tower axis.
monopile.layer_thickness | output | m | [[0.09991022 0.2 0.2 0.2 0.15519485 0.16376747 0.12820485]] | 2D array of the thickness of the layers of the tower structure. The first dimension represents each layer, the second dimension represents each piecewise-constant entry of the tower sections.
monopile.outfitting_factor | output |  | [1.07] | Multiplier that accounts for secondary structure mass inside of tower
monopile.transition_piece_mass | output | kg | [100000.] | point mass of transition piece
monopile.transition_piece_cost | output | USD | [500000.] | cost of transition piece
monopile.gravity_foundation_mass | output | kg | [0.] | extra mass of gravity foundation
monopile.layer_name | output | Unavailable | ['monopile_wall'] | 1D array of the names of the layers modeled in the tower structure.
monopile.layer_mat | output | Unavailable | ['steel'] | 1D array of the names of the materials of each layer modeled in the tower structure.
nacelle.uptilt | output | rad | [0.10471976] | Nacelle uptilt angle. A standard machine has positive values.
nacelle.distance_tt_hub | output | m | [5.614] | Vertical distance from tower top plane to hub flange
nacelle.overhang | output | m | [12.0313] | Horizontal distance from tower top edge to hub flange
nacelle.gearbox_efficiency | output |  | [0.96] | Efficiency of the gearbox. Set to 1.0 for direct-drive
nacelle.gearbox_mass_user | output | kg | [0.] | User override of gearbox mass.
nacelle.gearbox_torque_density | output | N*m/kg | [200.] | Torque density of the gearbox.
nacelle.gearbox_radius_user | output | m | [0.] | User override of gearbox radius (only used if gearbox_mass_user is > 0).
nacelle.gearbox_length_user | output | m | [0.] | User override of gearbox length (only used if gearbox_mass_user is > 0).
nacelle.gear_ratio | output |  | [120.] | Total gear ratio of drivetrain (use 1.0 for direct)
nacelle.distance_hub_mb | output | m | [4.85746282] | Distance from hub flange to first main bearing along shaft
nacelle.distance_mb_mb | output | m | [0.1] | Distance from first to second main bearing along shaft
nacelle.L_generator | output | m | [2.15] | Generator length along shaft
nacelle.lss_diameter | output | m | [1.5 1.75493494] | Diameter of low speed shaft
nacelle.lss_wall_thickness | output | m | [0.13102695 0.02347111] | Thickness of low speed shaft
nacelle.damping_ratio | output |  | [0.005] | Damping ratio for the drivetrain system
nacelle.brake_mass_user | output | kg | [0.] | Override regular regression-based calculation of brake mass with this value
nacelle.hvac_mass_coeff | output | kg/kW/m | [0.025] | Regression-based scaling coefficient on machine rating to get HVAC system mass
nacelle.converter_mass_user | output | kg | [0.] | Override regular regression-based calculation of converter mass with this value
nacelle.transformer_mass_user | output | kg | [0.] | Override regular regression-based calculation of transformer mass with this value
nacelle.hss_length | output | m | [1.60281176] | Length of high speed shaft
nacelle.hss_diameter | output | m | [0.53305502 0.52458947] | Diameter of high speed shaft
nacelle.hss_wall_thickness | output | m | [0.00100723 0.00100712] | Wall thickness of high speed shaft
nacelle.bedplate_flange_width | output | m | [0.01525862] | Bedplate I-beam flange width
nacelle.bedplate_flange_thickness | output | m | [0.38649461] | Bedplate I-beam flange thickness
nacelle.bedplate_web_thickness | output | m | [0.07919403] | Bedplate I-beam web thickness
nacelle.mb1Type | output | Unavailable | CARB | Type of main bearing: CARB / CRB / SRB / TRB
nacelle.mb2Type | output | Unavailable | SRB | Type of main bearing: CARB / CRB / SRB / TRB
nacelle.uptower | output | Unavailable | TRUE | If power electronics are located uptower (True) or at tower base (False)
nacelle.lss_material | output | Unavailable | steel_drive | Material name identifier for the low speed shaft
nacelle.hss_material | output | Unavailable | steel_drive | Material name identifier for the high speed shaft
nacelle.bedplate_material | output | Unavailable | steel | Material name identifier for the bedplate
nacelle.gear_configuration | output | Unavailable | eep | 3-letter string of Es or Ps to denote epicyclic or parallel gear configuration
nacelle.planet_numbers | output | Unavailable | [3, 3, 0] | Number of planets for epicyclic stages (use 0 for parallel)
tower.ref_axis | output | m | [[ 0. 0. 15.] [ 0. 0. 50.] [ 0. 0. 100.] [ 0. 0. 130.] [ 0. 0. 158.]] | 2D array of the coordinates (x,y,z) of the tower reference axis. The coordinate system is the global coordinate system of OpenFAST: it is placed at tower base with x pointing downwind, y pointing on the side and z pointing vertically upwards. A standard tower configuration will have zero x and y values and positive z values.
tower.diameter | output | m | [10. 10. 10. 10. 5.999] | 1D array of the outer diameter values defined along the tower axis.
tower.cd | output |  | [0.5 0.5 0.5 0.5 0.5] | 1D array of the drag coefficients defined along the tower height.
tower.layer_thickness | output | m | [[0.1388944 0.08140331 0.01713904 0.01509611 0.01010079]] | 2D array of the thickness of the layers of the tower structure. The first dimension represents each layer, the second dimension represents each piecewise-constant entry of the tower sections.
tower.outfitting_factor | output |  | [1.07] | Multiplier that accounts for secondary structure mass inside of tower
tower.layer_name | output | Unavailable | ['tower_wall'] | 1D array of the names of the layers modeled in the tower structure.
tower.layer_mat | output | Unavailable | ['steel'] | 1D array of the names of the materials of each layer modeled in the tower structure.
tower_grid.s | output |  | [0. 0.24475524 0.59440559 0.8041958 1. ] | 1D array of the non-dimensional grid defined along the tower axis (0-tower base, 1-tower top)
tower_grid.height | output | m | [142.346] | Scalar of the tower height computed along the z axis.
tower_grid.length | output | m | [142.346] | Scalar of the tower length computed along its curved axis. A standard straight tower will be as high as long.
tower_grid.foundation_height | output | m | [15.] | Foundation height in respect to the ground level.