## Sheet1
variables | type | units | values | description
financese.machine_rating | input | kW | [22000.]
financese.offset_tcc_per_kW | input | USD/kW | [0.]
financese.opex_per_kW | input | USD/kW/year | [137.]
financese.plant_aep_in | input | kW*h | [0.]
financese.wake_loss_factor | input |  | [0.15]
financese.fixed_charge_rate | input |  | [0.056]
financese.electricity_price | input | USD/kW/h | [0.04]
financese.reserve_margin_price | input | USD/kW/year | [120.]
financese.capacity_credit | input |  | [0.]
financese.benchmark_price | input | USD/kW/h | [0.071]
financese.turbine_number | input | Unavailable | 40
orbit.site_depth | input | m | [20.] | Site depth.
orbit.site_distance | input | km | [115.] | Distance from site to installation port.
orbit.site_distance_to_landfall | input | km | [50.] | Distance from site to landfall for export cable.
orbit.interconnection_distance | input | km | [8.5] | Distance from landfall to interconnection.
orbit.plant_turbine_spacing | input |  | [7.] | Turbine spacing in rotor diameters.
orbit.plant_row_spacing | input |  | [7.] | Row spacing in rotor diameters. Not used in ring layouts.
orbit.plant_substation_distance | input | km | [1.] | Distance from first turbine in string to substation.
orbit.turbine_rating | input | MW | [22.] | Rated capacity of a turbine.
orbit.tower_deck_space | input | m**2 | [25.] | Deck space required to transport the tower. Defaults to 0 in order to not be a constraint on installation.
orbit.nacelle_deck_space | input | m**2 | [25.] | Deck space required to transport the rotor nacelle assembly (RNA). Defaults to 0 in order to not be a constraint on installation.
orbit.blade_deck_space | input | m**2 | [100.] | Deck space required to transport a blade. Defaults to 0 in order to not be a constraint on installation.
orbit.mooring_line_mass | input | kg | [10000.] | Total mass of a mooring line
orbit.mooring_line_diameter | input | m | [0.1] | Cross-sectional diameter of a mooring line
orbit.mooring_line_length | input | m | [1000.] | Unstretched mooring line length
orbit.anchor_mass | input | kg | [10000.] | Total mass of an anchor
orbit.mooring_line_cost | input | USD | [500000.] | Mooring line unit cost.
orbit.mooring_anchor_cost | input | USD | [100000.] | Mooring line unit cost.
orbit.port_cost_per_month | input | USD/mo | [2000000.] | Monthly port costs.
orbit.takt_time | input | h | [170.] | Substructure assembly cycle time when doing assembly at the port.
orbit.floating_substructure_cost | input | USD | [10000000.] | Floating substructure unit cost.
orbit.monopile_diameter | input | m | [11.] | Diameter of monopile.
orbit.jacket_length | input | m | [65.] | Length/height of jacket (including pile/buckets).
orbit.jacket_mass | input | t | [900.] | mass of an individual jacket.
orbit.jacket_cost | input | USD | [4000000.] | Jacket unit cost.
orbit.jacket_r_foot | input | m | [10.] | Radius of jacket legs at base from centeroid.
orbit.transition_piece_mass | input | t | [100.] | mass of an individual transition piece.
orbit.transition_piece_deck_space | input | m**2 | [25.] | Deck space required to transport a transition piece. Defaults to 0 in order to not be a constraint on installation.
orbit.transition_piece_cost | input | USD | [500000.] | Transition piece unit cost.
orbit.site_auction_price | input | USD | [1.e+08] | Cost to secure site lease
orbit.site_assessment_plan_cost | input | USD | [1000000.] | Cost to do engineering plan for site assessment
orbit.site_assessment_cost | input | USD | [25000000.] | Cost to execute site assessment
orbit.construction_operations_plan_cost | input | USD | [2500000.] | Cost to do construction planning
orbit.boem_review_cost | input | USD | [0.] | Cost for additional review by U.S. Dept of Interior Bureau of Ocean Energy Management (BOEM)
orbit.design_install_plan_cost | input | USD | [2500000.] | Cost to do installation planning
orbit.commissioning_pct | input |  | [0.01] | Commissioning percent.
orbit.decommissioning_pct | input |  | [0.15] | Decommissioning percent.
orbit.wtiv | input | Unavailable | example_wtiv | Vessel configuration to use for installation of foundations and turbines.
orbit.feeder | input | Unavailable | future_feeder | Vessel configuration to use for (optional) feeder barges.
orbit.num_feeders | input | Unavailable | 1 | Number of feeder barges to use for installation of foundations and turbines.
orbit.num_towing | input | Unavailable | 1 | Number of towing vessels to use for floating platforms that are assembled at port (with or without the turbine).
orbit.num_station_keeping | input | Unavailable | 3 | Number of station keeping vessels that attach to floating platforms under tow-out.
orbit.oss_install_vessel | input | Unavailable | example_heavy_lift_vessel | Vessel configuration to use for installation of offshore substations.
orbit.number_of_turbines | input | Unavailable | 40 | Number of turbines.
orbit.number_of_blades | input | Unavailable | 3 | Number of blades per turbine.
orbit.num_mooring_lines | input | Unavailable | 3 | Number of mooring lines per platform.
orbit.anchor_type | input | Unavailable | drag_embedment | Number of mooring lines per platform.
orbit.num_assembly_lines | input | Unavailable | 1 | Number of assembly lines used when assembly occurs at the port.
orbit.num_port_cranes | input | Unavailable | 1 | Number of cranes used at the port to load feeders / WTIVS when assembly occurs on-site or assembly cranes when assembling at port.
outputs_2_screen.My_std | input | N*m | [0.]
outputs_2_screen.flp1_std | input | deg | [0.]
outputs_2_screen.PC_omega | input | rad/s | [0.]
outputs_2_screen.PC_zeta | input |  | [0.]
outputs_2_screen.VS_omega | input | rad/s | [0.]
outputs_2_screen.VS_zeta | input |  | [0.]
outputs_2_screen.Flp_omega | input | rad/s | [0.]
outputs_2_screen.Flp_zeta | input |  | [0.]
drivese.bear1.D_shaft | input | m | [2.2]
drivese.bear1.bearing_type | input | Unavailable | CARB
drivese.bear2.D_shaft | input | m | [2.2]
drivese.bear2.bearing_type | input | Unavailable | SRB
drivese.brake_mass_user | input | kg | [0.]
drivese.hss_spring_constant | input | N*m/rad | [0.]
drivese.gear_ratio | input |  | [1.]
drivese.damping_ratio | input |  | [0.005]
drivese.machine_rating | input | kW | [22000.]
drivese.D_top | input | m | [6.]
drivese.converter_mass_user | input | kg | [0.]
drivese.transformer_mass_user | input | kg | [0.]
drivese.gearbox_mass_user | input | kg | [0.]
drivese.gearbox_torque_density | input | N*m/kg | [0.]
drivese.gearbox_radius_user | input | m | [0.]
drivese.gearbox_length_user | input | m | [0.]
drivese.gear_configuration | input | Unavailable | eep
drivese.planet_numbers | input | Unavailable | [3, 3, 0]
drivese.generator.b_st | input | m | [0.]
drivese.generator.b_arm | input | m | [0.]
drivese.generator.K_rad_LL | input |  | [0.]
drivese.generator.K_rad_UL | input |  | [0.]
drivese.generator.D_ratio_LL | input |  | [0.]
drivese.generator.D_ratio_UL | input |  | [0.]
drivese.generator.C_Cu | input | USD/kg | [4.786]
drivese.generator.C_Fe | input | USD/kg | [0.556]
drivese.generator.C_Fes | input | USD/kg | [0.50139]
drivese.generator.C_PM | input | USD/kg | [50.]
drivese.generator.B_r | input | T | [1.279]
drivese.generator.P_Fe0e | input | W/kg | [1.]
drivese.generator.P_Fe0h | input | W/kg | [4.]
drivese.generator.S_N | input |  | [-0.002]
drivese.generator.alpha_p | input |  | [1.09955743]
drivese.generator.b_r_tau_r | input |  | [0.45]
drivese.generator.b_ro | input | m | [0.004]
drivese.generator.b_s_tau_s | input |  | [0.45]
drivese.generator.b_so | input | m | [0.004]
drivese.generator.cofi | input |  | [0.9]
drivese.generator.freq | input | Hz | [60.]
drivese.generator.h_i | input | m | [0.004]
drivese.generator.h_sy0 | input |  | [0.]
drivese.generator.h_w | input | m | [0.005]
drivese.generator.k_fes | input |  | [0.8]
drivese.generator.k_fillr | input |  | [0.55]
drivese.generator.k_fills | input |  | [0.65]
drivese.generator.k_s | input |  | [0.2]
drivese.generator.mu_0 | input | m*kg/s**2/A**2 | [1.25663706e-06]
drivese.generator.mu_r | input | m*kg/s**2/A**2 | [1.06]
drivese.generator.p | input |  | [100.]
drivese.generator.phi | input | rad | [1.57079633]
drivese.generator.ratio_mw2pp | input |  | [0.8]
drivese.generator.resist_Cu | input | ohm/m | [2.52e-08]
drivese.generator.sigma | input | Pa | [60000.]
drivese.generator.y_tau_p | input |  | [0.8]
drivese.generator.y_tau_pr | input |  | [0.8333333]
drivese.generator.I_0 | input | A | [0.]
drivese.generator.d_r | input | m | [0.]
drivese.generator.h_m | input | m | [0.09953851]
drivese.generator.h_0 | input | m | [0.05]
drivese.generator.h_s | input | m | [0.37694491]
drivese.generator.len_s | input | m | [2.23961662]
drivese.generator.n_r | input |  | [0.]
drivese.generator.rad_ag | input | m | [5.12623359]
drivese.generator.t_wr | input | m | [0.]
drivese.generator.n_s | input |  | [0.]
drivese.generator.d_s | input | m | [0.]
drivese.generator.t_ws | input | m | [0.]
drivese.generator.D_shaft | input | m | [3.]
drivese.generator.rho_Copper | input | kg/m**3 | [8900.]
drivese.generator.rho_Fe | input | kg/m**3 | [7700.]
drivese.generator.rho_Fes | input | kg/m**3 | [7850.]
drivese.generator.rho_PM | input | kg/m**3 | [7450.]
drivese.generator.N_c | input |  | [2.]
drivese.generator.b | input |  | [2.]
drivese.generator.c | input |  | [5.]
drivese.generator.E_p | input | V | [1905.25588833]
drivese.generator.h_yr | input | m | [0.03617595]
drivese.generator.h_ys | input | m | [0.03618115]
drivese.generator.h_sr | input | m | [0.04677116]
drivese.generator.h_ss | input | m | [0.04650826]
drivese.generator.t_r | input | m | [0.06076571]
drivese.generator.t_s | input | m | [0.06065214]
drivese.generator.D_nose | input | m | [2.2]
drivese.generator.u_allow_pcent | input |  | [8.5]
drivese.generator.y_allow_pcent | input |  | [1.]
drivese.generator.z_allow_deg | input | deg | [0.05]
drivese.generator.B_tmax | input | T | [1.9]
drivese.generator.m | input | Unavailable | 3
drivese.generator.q1 | input | Unavailable | 5
drivese.generator.q2 | input | Unavailable | 4
drivese.flange_t2shell_t | input |  | [6.]
drivese.flange_OD2hub_D | input |  | [0.6]
drivese.flange_ID2flange_OD | input |  | [0.8]
drivese.hub_stress_concentration | input |  | [3.]
drivese.hub_diameter | input | m | [10.]
drivese.hub_in2out_circ | input |  | [1.2]
drivese.hub_shell.n_blades | input | Unavailable | 3
drivese.stop_time | input | s | [5.]
drivese.pitch_system_scaling_factor | input |  | [0.75]
drivese.n_blades | input | Unavailable | 3
drivese.clearance_hub_spinner | input | m | [0.5]
drivese.spin_hole_incr | input |  | [1.2]
drivese.n_front_brackets | input | Unavailable | 5
drivese.n_rear_brackets | input | Unavailable | 5
drivese.L_12 | input | m | [1.]
drivese.L_h1 | input | m | [2.]
drivese.L_generator | input | m | [2.15]
drivese.overhang | input | m | [12.0313]
drivese.drive_height | input | m | [5.614]
drivese.tilt | input | deg | [6.]
drivese.lss_diameter | input | m | [3. 3.]
drivese.lss_wall_thickness | input | m | [0.1 0.1]
drivese.access_diameter | input | m | [2.]
drivese.nose_diameter | input | m | [2.2 2.2]
drivese.nose_wall_thickness | input | m | [0.1 0.1]
drivese.bedplate_wall_thickness | input | m | [0.05 0.05 0.05 0.05]
drivese.upwind | input | Unavailable | TRUE
drivese.shaft_deflection_allowable | input | m | [0.0001]
drivese.shaft_angle_allowable | input | rad | [0.001]
drivese.E_mat | input | Pa | [[3.440e+09 3.440e+09 3.440e+09] [2.000e+11 2.000e+11 2.000e+11] [2.050e+11 2.050e+11 2.050e+11] [1.180e+11 1.180e+11 1.180e+11] [4.460e+10 1.700e+10 1.670e+10] [1.145e+11 8.390e+09 8.390e+09] [1.110e+10 1.110e+10 1.670e+10] [2.870e+10 1.660e+10 1.670e+10] [1.292e+08 1.292e+08 1.292e+08] [1.000e+06 1.000e+06 1.000e+06] [4.560e+06 4.560e+06 4.560e+06]]
drivese.G_mat | input | Pa | [[1.32300000e+09 1.32300000e+09 1.32300000e+09] [7.93000000e+10 7.93000000e+10 7.93000000e+10] [8.00000000e+10 8.00000000e+10 8.00000000e+10] [4.76000000e+10 4.76000000e+10 4.76000000e+10] [3.27000000e+09 3.48000000e+09 3.50000000e+09] [5.99000000e+09 5.99000000e+09 5.99000000e+09] [1.35300000e+10 3.49000000e+09 3.49000000e+09] [8.40000000e+09 3.49000000e+09 3.49000000e+09] [4.89469697e+07 4.89469697e+07 4.89469697e+07] [3.12500000e+05 3.12500000e+05 3.12500000e+05] [1.52000000e+06 1.52000000e+06 1.52000000e+06]]
drivese.Xt_mat | input | Pa | [[7.400e+01 7.400e+01 7.400e+01] [4.500e+08 4.500e+08 4.500e+08] [8.140e+08 8.140e+08 8.140e+08] [3.100e+08 3.100e+08 3.100e+08] [6.092e+08 3.810e+07 1.529e+07] [1.546e+09 0.000e+00 0.000e+00] [4.290e+07 4.260e+07 1.530e+07] [3.960e+08 7.640e+07 1.530e+07] [2.083e+06 2.083e+06 2.083e+06] [0.000e+00 0.000e+00 0.000e+00] [6.900e+05 6.900e+05 6.900e+05]]
drivese.Xy_mat | input | Pa | [0.00e+00 3.45e+08 4.85e+08 2.65e+08 0.00e+00 0.00e+00 0.00e+00 0.00e+00 0.00e+00 0.00e+00 0.00e+00]
drivese.wohler_exp_mat | input |  | [ 1. 3. 3. 3. 10. 16.1 10. 10. 1. 1. 1. ]
drivese.wohler_A_mat | input |  | [8.70000000e+01 3.55346484e+10 3.55346484e+10 3.55346484e+10 6.09200000e+08 1.54600000e+09 1.13200000e+08 4.48900000e+08 2.08300000e+06 0.00000000e+00 6.90000000e+05]
drivese.rho_mat | input | kg/m**3 | [1235. 7800. 7850. 7200. 1940. 1220. 1940. 1940. 130. 1150. 1100.]
drivese.unit_cost_mat | input | USD/kg | [ 7.23 0.7 0.9 0.5 1.87 30. 3. 2.86 13. 3.63 9. ]
drivese.material_names | input | Unavailable | ['Gelcoat', 'steel', 'steel_drive', 'cast_iron', 'glass_uni', 'CarbonUD', 'glass_biax', 'glass_triax', 'medium_density_foam', 'resin', 'adhesive']
drivese.lss_material | input | Unavailable | steel_drive
drivese.hss_material | input | Unavailable | steel
drivese.hub_material | input | Unavailable | cast_iron
drivese.spinner_material | input | Unavailable | glass_uni
drivese.bedplate_material | input | Unavailable | steel_drive
drivese.hvac_mass_coeff | input | kg/kW/m | [0.025]
drivese.uptower | input | Unavailable | TRUE
drivese.stator_deflection_allowable | input | m | [0.0001]
drivese.stator_angle_allowable | input | rad | [0.001]
drivese.minimum_rpm | input | rpm | [5.]
fixedse.yaw | input | deg | [0.]
fixedse.rho_water | input | kg/m**3 | [1025.]
fixedse.z0 | input | m | [0.]
fixedse.water_depth | input | m | [-20.]
fixedse.Uc | input | m/s | [0.] | mean current speed
fixedse.Hsig_wave | input | m | [4.52]
fixedse.Tsig_wave | input | s | [9.45]
fixedse.beta_wave | input | deg | [0.]
fixedse.mu_water | input | kg/m/s | [0.0013351]
fixedse.ca_usr | input |  | [-1.]
fixedse.cd_usr | input |  | [-1.]
fixedse.shearExp | input |  | [0.12]
fixedse.beta_wind | input | deg | [0.]
fixedse.rho_air | input | kg/m**3 | [1.225]
fixedse.mu_air | input | kg/m/s | [1.81e-05]
fixedse.s_all | input |  | [0. 0. 0. 0. 0. 0. 0. 0. 0. 0. 0. 0. 0. 0. 0. 0. 0. 0. 0.]
fixedse.member.s_ghost1 | input |  | [0.]
fixedse.member.s_ghost2 | input |  | [1.]
fixedse.s_const2 | input |  | [0.]
fixedse.monopile_layer_thickness | input | m | [[0.03652964 0.03124426 0.10473598 0.02858946 0.09801381 0.02015991 0.0915232 ]]
fixedse.monopile_outer_diameter_in | input | m | [11. 11. 11. 11. 11. 11. 11.]
fixedse.E_mat | input | Pa | [[3.440e+09 3.440e+09 3.440e+09] [2.000e+11 2.000e+11 2.000e+11] [2.050e+11 2.050e+11 2.050e+11] [1.180e+11 1.180e+11 1.180e+11] [4.460e+10 1.700e+10 1.670e+10] [1.145e+11 8.390e+09 8.390e+09] [1.110e+10 1.110e+10 1.670e+10] [2.870e+10 1.660e+10 1.670e+10] [1.292e+08 1.292e+08 1.292e+08] [1.000e+06 1.000e+06 1.000e+06] [4.560e+06 4.560e+06 4.560e+06]]
fixedse.E_user | input | Pa | [0.]
fixedse.G_mat | input | Pa | [[1.32300000e+09 1.32300000e+09 1.32300000e+09] [7.93000000e+10 7.93000000e+10 7.93000000e+10] [8.00000000e+10 8.00000000e+10 8.00000000e+10] [4.76000000e+10 4.76000000e+10 4.76000000e+10] [3.27000000e+09 3.48000000e+09 3.50000000e+09] [5.99000000e+09 5.99000000e+09 5.99000000e+09] [1.35300000e+10 3.49000000e+09 3.49000000e+09] [8.40000000e+09 3.49000000e+09 3.49000000e+09] [4.89469697e+07 4.89469697e+07 4.89469697e+07] [3.12500000e+05 3.12500000e+05 3.12500000e+05] [1.52000000e+06 1.52000000e+06 1.52000000e+06]]
fixedse.sigma_y_mat | input | Pa | [0.00e+00 3.45e+08 4.85e+08 2.65e+08 0.00e+00 0.00e+00 0.00e+00 0.00e+00 0.00e+00 0.00e+00 0.00e+00]
fixedse.sigma_ult_mat | input | Pa | [[7.400e+01 7.400e+01 7.400e+01] [4.500e+08 4.500e+08 4.500e+08] [8.140e+08 8.140e+08 8.140e+08] [3.100e+08 3.100e+08 3.100e+08] [6.092e+08 3.810e+07 1.529e+07] [1.546e+09 0.000e+00 0.000e+00] [4.290e+07 4.260e+07 1.530e+07] [3.960e+08 7.640e+07 1.530e+07] [2.083e+06 2.083e+06 2.083e+06] [0.000e+00 0.000e+00 0.000e+00] [6.900e+05 6.900e+05 6.900e+05]]
fixedse.wohler_exp_mat | input |  | [ 1. 3. 3. 3. 10. 16.1 10. 10. 1. 1. 1. ]
fixedse.wohler_A_mat | input |  | [8.70000000e+01 3.55346484e+10 3.55346484e+10 3.55346484e+10 6.09200000e+08 1.54600000e+09 1.13200000e+08 4.48900000e+08 2.08300000e+06 0.00000000e+00 6.90000000e+05]
fixedse.rho_mat | input | kg/m**3 | [1235. 7800. 7850. 7200. 1940. 1220. 1940. 1940. 130. 1150. 1100.]
fixedse.unit_cost_mat | input | USD/kg | [ 7.23 0.7 0.9 0.5 1.87 30. 3. 2.86 13. 3.63 9. ]
fixedse.outfitting_factor_in | input |  | [1.07]
fixedse.monopile_layer_materials | input | Unavailable | ['steel']
fixedse.member.ballast_materials | input | Unavailable | []
fixedse.material_names | input | Unavailable | ['Gelcoat', 'steel', 'steel_drive', 'cast_iron', 'glass_uni', 'CarbonUD', 'glass_biax', 'glass_triax', 'medium_density_foam', 'resin', 'adhesive']
fixedse.labor_cost_rate | input | USD/min | [0.98]
fixedse.painting_cost_rate | input | USD/m**2 | [30.]
fixedse.transition_piece_mass | input | kg | [100000.]
fixedse.transition_piece_cost | input | USD | [500000.]
fixedse.gravity_foundation_mass | input | kg | [0.]
fixedse.post.section_L | input | m | [0. 0. 0. 0. 0. 0. 0. 0. 0. 0. 0. 0. 0. 0. 0. 0. 0. 0.]
fixedse.post_monopile_tower.section_rho | input | kg/m**3 | [0. 0. 0. 0. 0. 0. 0. 0. 0. 0. 0. 0. 0. 0. 0. 0. 0. 0. 0. 0. 0. 0. 0. 0. 0. 0. 0. 0. 0. 0.]
fixedse.post_monopile_tower.section_E | input | Pa | [0. 0. 0. 0. 0. 0. 0. 0. 0. 0. 0. 0. 0. 0. 0. 0. 0. 0. 0. 0. 0. 0. 0. 0. 0. 0. 0. 0. 0. 0.]
fixedse.post_monopile_tower.section_G | input | Pa | [0. 0. 0. 0. 0. 0. 0. 0. 0. 0. 0. 0. 0. 0. 0. 0. 0. 0. 0. 0. 0. 0. 0. 0. 0. 0. 0. 0. 0. 0.]
fixedse.post_monopile_tower.section_L | input | m | [0. 0. 0. 0. 0. 0. 0. 0. 0. 0. 0. 0. 0. 0. 0. 0. 0. 0. 0. 0. 0. 0. 0. 0. 0. 0. 0. 0. 0. 0.]
fixedse.tower_base_diameter | input | m | [11.]
fixedse.monopile_top_diameter | input | m | [11.]
fixedse.G_soil | input | Pa | [1.4e+08]
fixedse.nu_soil | input |  | [0.4]
fixedse.soil.k_usr | input | N/m | [-1. -1. -1. -1. -1. -1.]
rotorse.ccblade.Uhub | input | m/s | [9.] | Undisturbed wind speed
rotorse.tsr | input |  | [9.] | Tip speed ratio
rotorse.pitch | input | deg | [0.] | Pitch angle
rotorse.ccblade.s_opt_chord | input |  | [0. 0.03448276 0.06896552 0.10344828 0.13793103 0.17241379 0.20689655 0.24137931 0.27586207 0.31034483 0.34482759 0.37931034 0.4137931 0.44827586 0.48275862 0.51724138 0.55172414 0.5862069 0.62068966 0.65517241 0.68965517 0.72413793 0.75862069 0.79310345 0.82758621 0.86206897 0.89655172 0.93103448 0.96551724 1. ] | 1D array of the non-dimensional spanwise grid defined along blade axis to optimize the blade chord
rotorse.ccblade.s_opt_theta | input |  | [0. 0.03448276 0.06896552 0.10344828 0.13793103 0.17241379 0.20689655 0.24137931 0.27586207 0.31034483 0.34482759 0.37931034 0.4137931 0.44827586 0.48275862 0.51724138 0.55172414 0.5862069 0.62068966 0.65517241 0.68965517 0.72413793 0.75862069 0.79310345 0.82758621 0.86206897 0.89655172 0.93103448 0.96551724 1. ] | 1D array of the non-dimensional spanwise grid defined along blade axis to optimize the blade twist
rotorse.ccblade.aoa_op | input | rad | [3.14159265 3.14159265 3.14159265 3.14159265 3.14159265 3.14159265 3.14159265 3.14159265 3.14159265 3.14159265 3.14159265 3.14159265 3.14159265 3.14159265 3.14159265 3.14159265 3.14159265 3.14159265 3.14159265 3.14159265 3.14159265 3.14159265 3.14159265 3.14159265 3.14159265 3.14159265 3.14159265 3.14159265 3.14159265 3.14159265] | 1D array with the operational angles of attack for the airfoils along blade span.
rotorse.airfoils_aoa | input | deg | [-180. -177. -174. -171. -168. -165. -162. -159. -156. -153. -150. -147. -144. -141. -138. -135. -132. -129. -126. -123. -120. -117. -114. -111. -108. -105. -102. -99. -96. -93. -90. -87. -84. -81. -78. -75. -72. -69. -66. -63. -60. -57. -54. -51. -48. -45. -42. -39. -36. -33. -30. -29.39393939 -28.78787879 -28.18181818 -27.57575758 -26.96969697 -26.36363636 -25.75757576 -25.15151515 -24.54545455 -23.93939394 -23.33333333 -22.72727273 -22.12121212 -21.51515152 -20.90909091 -20.3030303 -19.6969697 -19.09090909 -18.48484848 -17.87878788 -17.27272727 -16.66666667 -16.06060606 -15.45454545 -14.84848485 -14.24242424 -13.63636364 -13.03030303 -12.42424242 -11.81818182 -11.21212121 -10.60606061 -10. -9.39393939 -8.78787879 -8.18181818 -7.57575758 -6.96969697 -6.36363636 -5.75757576 -5.15151515 -4.54545455 -3.93939394 -3.33333333 -2.72727273 -2.12121212 -1.51515152 -0.90909091 -0.3030303 0.3030303 0.90909091 1.51515152 2.12121212 2.72727273 3.33333333 3.93939394 4.54545455 5.15151515 5.75757576 6.36363636 6.96969697 7.57575758 8.18181818 8.78787879 9.39393939 10. 10.60606061 11.21212121 11.81818182 12.42424242 13.03030303 13.63636364 14.24242424 14.84848485 15.45454545 16.06060606 16.66666667 17.27272727 17.87878788 18.48484848 19.09090909 19.6969697 20.3030303 20.90909091 21.51515152 22.12121212 22.72727273 23.33333333 23.93939394 24.54545455 25.15151515 25.75757576 26.36363636 26.96969697 27.57575758 28.18181818 28.78787879 29.39393939 30. 33. 36. 39. 42. 45. 48. 51. 54. 57. 60. 63. 66. 69. 72. 75. 78. 81. 84. 87. 90. 93. 96. 99. 102. 105. 108. 111. 114. 117. 120. 123. 126. 129. 132. 135. 138. 141. 144. 147. 150. 153. 156. 159. 162. 165. 168. 171. 174. 177. 180. ] | angle of attack grid for polars
rotorse.airfoils_Re | input |  | [1000000.] | Reynolds numbers of polars
rotorse.precone | input | deg | [4.] | precone angle
rotorse.tilt | input | deg | [6.] | shaft tilt
rotorse.yaw | input | deg | [0.] | yaw error
rotorse.rho_air | input | kg/m**3 | [1.225] | density of air
rotorse.mu_air | input | kg/m/s | [1.81e-05] | dynamic viscosity of air
rotorse.shearExp | input |  | [0.12] | shear exponent
rotorse.nBlades | input | Unavailable | 3 | number of blades
rotorse.nSector | output | Unavailable | 4 | number of sectors to divide rotor face into in computing thrust and power
rotorse.tiploss | output | Unavailable | TRUE | include Prandtl tip loss model
rotorse.hubloss | output | Unavailable | TRUE | include Prandtl hub loss model
rotorse.wakerotation | output | Unavailable | TRUE | include effect of wake rotation (i.e., tangential induction factor is nonzero)
rotorse.usecd | output | Unavailable | TRUE | use drag coefficient in computing induction factors
rotorse.rc.layer_web | input |  | [0. 0. 0. 0. 0. 0. 0. 0. 0. 0. 0. 0. 1. 1. 1. 2. 2. 2.] | 1D array of the web id the layer is associated to. If the layer is on the outer profile, this entry can simply stay equal to 0.
rotorse.rc.rho | input | kg/m**3 | [1235. 7800. 7850. 7200. 1940. 1220. 1940. 1940. 130. 1150. 1100.] | 1D array of the density of the materials. For composites, this is the density of the laminate.
rotorse.rc.unit_cost | input | USD/kg | [ 7.23 0.7 0.9 0.5 1.87 30. 3. 2.86 13. 3.63 9. ] | 1D array of the unit costs of the materials.
rotorse.rc.waste | input |  | [0.25 0. 0. 0. 0.05 0.05 0.15 0.15 0.2 0. 0. ] | 1D array of the non-dimensional waste fraction of the materials.
rotorse.rc.rho_fiber | input | kg/m**3 | [ 0. 0. 0. 0. 2535.5 1800. 2535.5 2535.5 0. 0. 0. ] | 1D array of the density of the fibers of the materials.
rotorse.rc.roll_mass | input | kg | [ 0. 0. 0. 0. 0. 0. 181.4368 181.4368 0. 0. 0. ] | 1D array of the roll mass of the composite fabrics. Non-composite materials are kept at 0.
rotorse.rc.flange_adhesive_squeezed | input |  | [0.2] | Extra width of the adhesive once squeezed
rotorse.rc.flange_thick | input | m | [0.008] | Average thickness of adhesive
rotorse.rc.flange_width | input | m | [0.05] | Average width of adhesive lines
rotorse.rc.t_bolt_unit_cost | input | USD | [25.] | Cost of one t-bolt
rotorse.rc.t_bolt_unit_mass | input | kg | [2.5] | Mass of one t-bolt
rotorse.rc.t_bolt_spacing | input | m | [0.15] | Spacing of t-bolts along blade root circumference
rotorse.rc.barrel_nut_unit_cost | input | USD | [12.] | Cost of one barrel nut
rotorse.rc.barrel_nut_unit_mass | input | kg | [1.9] | Mass of one barrel nut
rotorse.rc.LPS_unit_mass | input | kg/m | [1.] | Unit mass of the lightining protection system. Linear scaling based on the weight of 150 lbs for the 61.5 m NREL 5MW blade
rotorse.rc.LPS_unit_cost | input | USD/m | [40.] | Unit cost of the lightining protection system. Linear scaling based on the cost of 2500$ for the 61.5 m NREL 5MW blade
rotorse.rc.root_preform_length | input |  | [0.01] | Percentage of blade length starting from blade root that is preformed and later inserted into the mold
rotorse.rc.definition_layer | input | Unavailable | [ 9. 9. 2. 2. 5. 7. 8. 6. 6. 6. 6. 9. 10. 10. 10. 10. 10. 10.] | 1D array of flags identifying how layers are specified in the yaml. 1) all around (skin, paint, ) 2) offset+rotation twist+width (spar caps) 3) offset+user defined rotation+width 4) midpoint TE+width (TE reinf) 5) midpoint LE+width (LE reinf) 6) layer position fixed to other layer (core fillers) 7) start and width 8) end and width 9) start and end nd 10) web layer
rotorse.rc.mat_name | input | Unavailable | ['Gelcoat', 'steel', 'steel_drive', 'cast_iron', 'glass_uni', 'CarbonUD', 'glass_biax', 'glass_triax', 'medium_density_foam', 'resin', 'adhesive'] | 1D array of names of materials.
rotorse.rc.orth | input | Unavailable | [0. 0. 0. 0. 1. 1. 1. 1. 0. 0. 0.] | 1D array of flags to set whether a material is isotropic (0) or orthtropic (1). Each entry represents a material.
rotorse.rc.component_id | input | Unavailable | [ 0. -1. -1. -1. 5. 4. 3. 2. 1. -1. -1.] | 1D array of flags to set whether a material is used in a blade: 0 - coating, 1 - sandwich filler , 2 - shell skin, 3 - shear webs, 4 - spar caps, 5 - TE/LE reinf.
rotorse.re.precomp.uptilt | input | deg | [6.] | Nacelle uptilt angle. A standard machine has positive values.
rotorse.re.precomp.layer_web | input |  | [0. 0. 0. 0. 0. 0. 0. 0. 0. 0. 0. 0. 1. 1. 1. 2. 2. 2.] | 1D array of the web id the layer is associated to. If the layer is on the outer profile, this entry can simply stay equal to 0.
rotorse.re.precomp.fiber_orientation | input | deg | [[0. 0. 0. 0. 0. 0. 0. 0. 0. 0. 0. 0. 0. 0. 0. 0. 0. 0. 0. 0. 0. 0. 0. 0. 0. 0. 0. 0. 0. 0.] [0. 0. 0. 0. 0. 0. 0. 0. 0. 0. 0. 0. 0. 0. 0. 0. 0. 0. 0. 0. 0. 0. 0. 0. 0. 0. 0. 0. 0. 0.] [0. 0. 0. 0. 0. 0. 0. 0. 0. 0. 0. 0. 0. 0. 0. 0. 0. 0. 0. 0. 0. 0. 0. 0. 0. 0. 0. 0. 0. 0.] [0. 0. 0. 0. 0. 0. 0. 0. 0. 0. 0. 0. 0. 0. 0. 0. 0. 0. 0. 0. 0. 0. 0. 0. 0. 0. 0. 0. 0. 0.] [0. 0. 0. 0. 0. 0. 0. 0. 0. 0. 0. 0. 0. 0. 0. 0. 0. 0. 0. 0. 0. 0. 0. 0. 0. 0. 0. 0. 0. 0.] [0. 0. 0. 0. 0. 0. 0. 0. 0. 0. 0. 0. 0. 0. 0. 0. 0. 0. 0. 0. 0. 0. 0. 0. 0. 0. 0. 0. 0. 0.] [0. 0. 0. 0. 0. 0. 0. 0. 0. 0. 0. 0. 0. 0. 0. 0. 0. 0. 0. 0. 0. 0. 0. 0. 0. 0. 0. 0. 0. 0.] [0. 0. 0. 0. 0. 0. 0. 0. 0. 0. 0. 0. 0. 0. 0. 0. 0. 0. 0. 0. 0. 0. 0. 0. 0. 0. 0. 0. 0. 0.] [0. 0. 0. 0. 0. 0. 0. 0. 0. 0. 0. 0. 0. 0. 0. 0. 0. 0. 0. 0. 0. 0. 0. 0. 0. 0. 0. 0. 0. 0.] [0. 0. 0. 0. 0. 0. 0. 0. 0. 0. 0. 0. 0. 0. 0. 0. 0. 0. 0. 0. 0. 0. 0. 0. 0. 0. 0. 0. 0. 0.] [0. 0. 0. 0. 0. 0. 0. 0. 0. 0. 0. 0. 0. 0. 0. 0. 0. 0. 0. 0. 0. 0. 0. 0. 0. 0. 0. 0. 0. 0.] [0. 0. 0. 0. 0. 0. 0. 0. 0. 0. 0. 0. 0. 0. 0. 0. 0. 0. 0. 0. 0. 0. 0. 0. 0. 0. 0. 0. 0. 0.] [0. 0. 0. 0. 0. 0. 0. 0. 0. 0. 0. 0. 0. 0. 0. 0. 0. 0. 0. 0. 0. 0. 0. 0. 0. 0. 0. 0. 0. 0.] [0. 0. 0. 0. 0. 0. 0. 0. 0. 0. 0. 0. 0. 0. 0. 0. 0. 0. 0. 0. 0. 0. 0. 0. 0. 0. 0. 0. 0. 0.] [0. 0. 0. 0. 0. 0. 0. 0. 0. 0. 0. 0. 0. 0. 0. 0. 0. 0. 0. 0. 0. 0. 0. 0. 0. 0. 0. 0. 0. 0.] [0. 0. 0. 0. 0. 0. 0. 0. 0. 0. 0. 0. 0. 0. 0. 0. 0. 0. 0. 0. 0. 0. 0. 0. 0. 0. 0. 0. 0. 0.] [0. 0. 0. 0. 0. 0. 0. 0. 0. 0. 0. 0. 0. 0. 0. 0. 0. 0. 0. 0. 0. 0. 0. 0. 0. 0. 0. 0. 0. 0.] [0. 0. 0. 0. 0. 0. 0. 0. 0. 0. 0. 0. 0. 0. 0. 0. 0. 0. 0. 0. 0. 0. 0. 0. 0. 0. 0. 0. 0. 0.]] | 2D array of the orientation of the layers of the blade structure. The first dimension represents each layer, the second dimension represents each entry along blade span.
rotorse.re.precomp.E | input | Pa | [[3.440e+09 3.440e+09 3.440e+09] [2.000e+11 2.000e+11 2.000e+11] [2.050e+11 2.050e+11 2.050e+11] [1.180e+11 1.180e+11 1.180e+11] [4.460e+10 1.700e+10 1.670e+10] [1.145e+11 8.390e+09 8.390e+09] [1.110e+10 1.110e+10 1.670e+10] [2.870e+10 1.660e+10 1.670e+10] [1.292e+08 1.292e+08 1.292e+08] [1.000e+06 1.000e+06 1.000e+06] [4.560e+06 4.560e+06 4.560e+06]] | 2D array of the Youngs moduli of the materials. Each row represents a material, the three columns represent E11, E22 and E33.
rotorse.re.precomp.G | input | Pa | [[1.32300000e+09 1.32300000e+09 1.32300000e+09] [7.93000000e+10 7.93000000e+10 7.93000000e+10] [8.00000000e+10 8.00000000e+10 8.00000000e+10] [4.76000000e+10 4.76000000e+10 4.76000000e+10] [3.27000000e+09 3.48000000e+09 3.50000000e+09] [5.99000000e+09 5.99000000e+09 5.99000000e+09] [1.35300000e+10 3.49000000e+09 3.49000000e+09] [8.40000000e+09 3.49000000e+09 3.49000000e+09] [4.89469697e+07 4.89469697e+07 4.89469697e+07] [3.12500000e+05 3.12500000e+05 3.12500000e+05] [1.52000000e+06 1.52000000e+06 1.52000000e+06]] | 2D array of the shear moduli of the materials. Each row represents a material, the three columns represent G12, G13 and G23.
rotorse.re.precomp.nu | input |  | [[0.3 0.3 0.3 ] [0.3 0.3 0.3 ] [0.3 0.3 0.3 ] [0.3 0.3 0.3 ] [0.262 0.35 0.264] [0.27 0.27 0.27 ] [0.5 0. 0.066] [0.5 0. 0.17 ] [0.32 0.32 0.32 ] [0.3 0.3 0.3 ] [0.49 0.49 0.49 ]] | 2D array of the Poisson ratio of the materials. Each row represents a material, the three columns represent nu12, nu13 and nu23.
rotorse.re.precomp.rho | input | kg/m**3 | [1235. 7800. 7850. 7200. 1940. 1220. 1940. 1940. 130. 1150. 1100.] | 1D array of the density of the materials. For composites, this is the density of the laminate.
rotorse.re.precomp.joint_position | input |  | [0.] | Spanwise position of the segmentation joint.
rotorse.re.precomp.joint_mass | input | kg | [0.] | Mass of the joint.
rotorse.re.precomp.n_blades | input | Unavailable | 3 | Number of blades of the rotor.
rotorse.re.precomp.definition_layer | input | Unavailable | [ 9. 9. 2. 2. 5. 7. 8. 6. 6. 6. 6. 9. 10. 10. 10. 10. 10. 10.] | 1D array of flags identifying how layers are specified in the yaml. 1) all around (skin, paint, ) 2) offset+rotation twist+width (spar caps) 3) offset+user defined rotation+width 4) midpoint TE+width (TE reinf) 5) midpoint LE+width (LE reinf) 6) layer position fixed to other layer (core fillers) 7) start and width 8) end and width 9) start and end nd 10) web layer
rotorse.re.precomp.mat_name | input | Unavailable | ['Gelcoat', 'steel', 'steel_drive', 'cast_iron', 'glass_uni', 'CarbonUD', 'glass_biax', 'glass_triax', 'medium_density_foam', 'resin', 'adhesive'] | 1D array of names of materials.
rotorse.re.precomp.orth | input | Unavailable | [0. 0. 0. 0. 1. 1. 1. 1. 0. 0. 0.] | 1D array of flags to set whether a material is isotropic (0) or orthtropic (1). Each entry represents a material.
rotorse.rp.aep.lossFactor | input |  | [1.] | multiplicative factor for availability and other losses (soiling, array, etc.)
rotorse.rp.cdf.k | input |  | [2.] | shape or form factor
rotorse.rp.gust.turbulence_class | input | Unavailable | B | IEC turbulence class
rotorse.rp.v_min | input | m/s | [3.] | cut-in wind speed
rotorse.rp.v_max | input | m/s | [25.] | cut-out wind speed
rotorse.rp.rated_power | input | W | [22000000.] | electrical rated power
rotorse.rp.omega_min | input | rpm | [5.] | minimum allowed rotor rotation speed
rotorse.rp.omega_max | input | rpm | [7.56] | maximum allowed rotor rotation speed
rotorse.rp.control_maxTS | input | m/s | [95.] | maximum allowed blade tip speed
rotorse.rp.powercurve.gearbox_efficiency | input |  | [1.]
rotorse.rp.drivetrainType | input | Unavailable | direct_drive
rotorse.rs.aero_gust.azimuth_load | input | deg | [0.]
rotorse.rs.aero_hub_loads.nSector | input | Unavailable | 4
rotorse.rs.brs.s_f | input |  | [2.5] | Safety factor
rotorse.rs.brs.d_f | input | m | [0.03] | Diameter of the fastener
rotorse.rs.brs.sigma_max | input | Pa | [6.75e+08] | Max stress on bolt
rotorse.rs.constr.max_strainU_spar | input |  | [0.004] | maximum strain in spar cap suction side
rotorse.rs.constr.max_strainL_spar | input |  | [0.004] | maximum strain in spar cap pressure side
rotorse.rs.constr.max_strainU_te | input |  | [0.004] | maximum strain in spar cap suction side
rotorse.rs.constr.max_strainL_te | input |  | [0.004] | maximum strain in spar cap pressure side
rotorse.rs.constr.s_opt_spar_cap_ss | input |  | [0. 0.03448276 0.06896552 0.10344828 0.13793103 0.17241379 0.20689655 0.24137931 0.27586207 0.31034483 0.34482759 0.37931034 0.4137931 0.44827586 0.48275862 0.51724138 0.55172414 0.5862069 0.62068966 0.65517241 0.68965517 0.72413793 0.75862069 0.79310345 0.82758621 0.86206897 0.89655172 0.93103448 0.96551724 1. ] | 1D array of the non-dimensional spanwise grid defined along blade axis to optimize the blade spar cap suction side
rotorse.rs.constr.s_opt_spar_cap_ps | input |  | [0. 0.03448276 0.06896552 0.10344828 0.13793103 0.17241379 0.20689655 0.24137931 0.27586207 0.31034483 0.34482759 0.37931034 0.4137931 0.44827586 0.48275862 0.51724138 0.55172414 0.5862069 0.62068966 0.65517241 0.68965517 0.72413793 0.75862069 0.79310345 0.82758621 0.86206897 0.89655172 0.93103448 0.96551724 1. ] | 1D array of the non-dimensional spanwise grid defined along blade axis to optimize the blade spar cap pressure side
rotorse.rs.constr.s_opt_te_ss | input |  | [0. 0.03448276 0.06896552 0.10344828 0.13793103 0.17241379 0.20689655 0.24137931 0.27586207 0.31034483 0.34482759 0.37931034 0.4137931 0.44827586 0.48275862 0.51724138 0.55172414 0.5862069 0.62068966 0.65517241 0.68965517 0.72413793 0.75862069 0.79310345 0.82758621 0.86206897 0.89655172 0.93103448 0.96551724 1. ] | 1D array of the non-dimensional spanwise grid defined along blade axis to optimize the blade trailing edge suction side
rotorse.rs.constr.s_opt_te_ps | input |  | [0. 0.03448276 0.06896552 0.10344828 0.13793103 0.17241379 0.20689655 0.24137931 0.27586207 0.31034483 0.34482759 0.37931034 0.4137931 0.44827586 0.48275862 0.51724138 0.55172414 0.5862069 0.62068966 0.65517241 0.68965517 0.72413793 0.75862069 0.79310345 0.82758621 0.86206897 0.89655172 0.93103448 0.96551724 1. ] | 1D array of the non-dimensional spanwise grid defined along blade axis to optimize the blade trailing edge pressure side
rotorse.rs.constr.blade_number | input | Unavailable | 3
rotorse.rs.tip_pos.dynamicFactor | input |  | [1.] | a dynamic amplification factor to adjust the static deflection calculation
rotorse.rs.tot_loads_gust.aeroloads_azimuth | input | deg | [0.] | azimuthal angle
rotorse.rs.tot_loads_gust.dynamicFactor | input |  | [1.] | a dynamic amplification factor to adjust the static deflection calculation
rotorse.stall_check.stall_margin | input | deg | [2.99828814] | Minimum margin from the stall angle
rotorse.stall_check.min_s | input |  | [0.25] | Minimum nondimensional coordinate along blade span where to define the constraint (blade root typically stalls)
rotorse.total_bc.joint_cost | input | USD | [0.] | Total blade joint cost
rotorse.total_bc.outer_blade_cost | input | USD | [0.] | Total cost (variable and fixed) for the blade outer portion.
rotorse.wt_class.V_mean_overwrite | input |  | [0.]
rotorse.wt_class.V_extreme50_overwrite | input |  | [0.]
rotorse.wt_class.turbine_class | input | Unavailable | I
tcc.bearing_mass_cost_coeff | input | USD/kg | [4.5]
tcc.bedplate_mass_cost_coeff | input | USD/kg | [2.9]
tcc.blade_mass_cost_coeff | input | USD/kg | [14.6]
tcc.brake_mass_cost_coeff | input | USD/kg | [3.6254]
tcc.machine_rating | input | kW | [22000.]
tcc.controls_machine_rating_cost_coeff | input | USD/kW | [21.15]
tcc.converter_mass_cost_coeff | input | USD/kg | [18.8]
tcc.cover_mass_cost_coeff | input | USD/kg | [5.7]
tcc.elec_connec_machine_rating_cost_coeff | input | USD/kW | [41.85]
tcc.gearbox_torque_density | input | N*m/kg | [200.] | In 2024, modern 5-7MW gearboxes are able to reach 200 Nm/kg
tcc.gearbox_torque_cost | input | USD/kN/m | [50.] | In 2024, modern 5-7MW gearboxes cost approx $50/kNm
tcc.generator_mass_cost_coeff | input | USD/kg | [12.4]
tcc.hss_mass_cost_coeff | input | USD/kg | [6.8]
tcc.hub_assemblyCostMultiplier | input |  | [0.]
tcc.hub_overheadCostMultiplier | input |  | [0.]
tcc.hub_profitMultiplier | input |  | [0.]
tcc.hub_transportMultiplier | input |  | [0.]
tcc.hub_mass_cost_coeff | input | USD/kg | [3.9]
tcc.hvac_mass_cost_coeff | input | USD/kg | [124.]
tcc.lss_mass_cost_coeff | input | USD/kg | [11.9]
tcc.nacelle_assemblyCostMultiplier | input |  | [0.]
tcc.nacelle_overheadCostMultiplier | input |  | [0.]
tcc.nacelle_profitMultiplier | input |  | [0.]
tcc.nacelle_transportMultiplier | input |  | [0.]
tcc.main_bearing_number | input | Unavailable | 2
tcc.pitch_system_mass_cost_coeff | input | USD/kg | [22.1]
tcc.platforms_mass_cost_coeff | input | USD/kg | [17.1]
tcc.crane_cost | input | USD | [12000.]
tcc.crane | input | Unavailable | FALSE
tcc.blade_number | input | Unavailable | 3
tcc.spinner_mass_cost_coeff | input | USD/kg | [11.1]
tcc.tower_assemblyCostMultiplier | input |  | [0.]
tcc.tower_overheadCostMultiplier | input |  | [0.]
tcc.tower_profitMultiplier | input |  | [0.]
tcc.tower_transportMultiplier | input |  | [0.]
tcc.tower_mass_cost_coeff | input | USD/kg | [2.9]
tcc.transformer_mass_cost_coeff | input | USD/kg | [18.8]
tcc.turbine_assemblyCostMultiplier | input |  | [0.]
tcc.turbine_overheadCostMultiplier | input |  | [0.]
tcc.turbine_profitMultiplier | input |  | [0.]
tcc.turbine_transportMultiplier | input |  | [0.]
tcc.yaw_mass_cost_coeff | input | USD/kg | [8.3]
tcons.blade_number | input | Unavailable | 3
tcons.precone | input | deg | [4.]
tcons.tilt | input | deg | [6.]
tcons.overhang | input | m | [12.0313]
tcons.outer_diameter_full | input | m | [11. 11. 11. 9.65724723 6. ]
tcons.max_allowable_td_ratio | input |  | [1.4175]
tcons.rotor_orientation | input | Unavailable | upwind
towerse.env.distLoads.waveLoads_Px | input | N/m | [0. 0. 0. 0. 0. 0. 0. 0. 0. 0. 0. 0. 0.]
towerse.env.distLoads.waveLoads_Py | input | N/m | [0. 0. 0. 0. 0. 0. 0. 0. 0. 0. 0. 0. 0.]
towerse.env.distLoads.waveLoads_Pz | input | N/m | [0. 0. 0. 0. 0. 0. 0. 0. 0. 0. 0. 0. 0.]
towerse.env.distLoads.waveLoads_qdyn | input | N/m**2 | [0. 0. 0. 0. 0. 0. 0. 0. 0. 0. 0. 0. 0.]
towerse.env.distLoads.waveLoads_z | input | m | [0. 0. 0. 0. 0. 0. 0. 0. 0. 0. 0. 0. 0.]
towerse.env.distLoads.waveLoads_beta | input | deg | [0.]
towerse.yaw | input | deg | [0.]
towerse.z0 | input | m | [0.]
towerse.shearExp | input |  | [0.12]
towerse.beta_wind | input | deg | [0.]
towerse.rho_air | input | kg/m**3 | [1.225]
towerse.mu_air | input | kg/m/s | [1.81e-05]
towerse.cd_usr | input |  | [-1.]
towerse.s_all | input |  | [0. 0. 0. 0. 0. 0. 0. 0. 0. 0. 0. 0. 0.]
towerse.rho_water | input | kg/m**3 | [0.]
towerse.member.s_ghost1 | input |  | [0.]
towerse.member.s_ghost2 | input |  | [1.]
towerse.member.s_const1 | input |  | [0.]
towerse.member.s_const2 | input |  | [0.]
towerse.tower_layer_thickness | input | m | [[0.07935307 0.05369073 0.03980298 0.01422061 0.02008105]]
towerse.tower_outer_diameter_in | input | m | [11. 11. 11. 9.65724723 6. ]
towerse.E_mat | input | Pa | [[3.440e+09 3.440e+09 3.440e+09] [2.000e+11 2.000e+11 2.000e+11] [2.050e+11 2.050e+11 2.050e+11] [1.180e+11 1.180e+11 1.180e+11] [4.460e+10 1.700e+10 1.670e+10] [1.145e+11 8.390e+09 8.390e+09] [1.110e+10 1.110e+10 1.670e+10] [2.870e+10 1.660e+10 1.670e+10] [1.292e+08 1.292e+08 1.292e+08] [1.000e+06 1.000e+06 1.000e+06] [4.560e+06 4.560e+06 4.560e+06]]
towerse.E_user | input | Pa | [0.]
towerse.G_mat | input | Pa | [[1.32300000e+09 1.32300000e+09 1.32300000e+09] [7.93000000e+10 7.93000000e+10 7.93000000e+10] [8.00000000e+10 8.00000000e+10 8.00000000e+10] [4.76000000e+10 4.76000000e+10 4.76000000e+10] [3.27000000e+09 3.48000000e+09 3.50000000e+09] [5.99000000e+09 5.99000000e+09 5.99000000e+09] [1.35300000e+10 3.49000000e+09 3.49000000e+09] [8.40000000e+09 3.49000000e+09 3.49000000e+09] [4.89469697e+07 4.89469697e+07 4.89469697e+07] [3.12500000e+05 3.12500000e+05 3.12500000e+05] [1.52000000e+06 1.52000000e+06 1.52000000e+06]]
towerse.sigma_y_mat | input | Pa | [0.00e+00 3.45e+08 4.85e+08 2.65e+08 0.00e+00 0.00e+00 0.00e+00 0.00e+00 0.00e+00 0.00e+00 0.00e+00]
towerse.sigma_ult_mat | input | Pa | [[7.400e+01 7.400e+01 7.400e+01] [4.500e+08 4.500e+08 4.500e+08] [8.140e+08 8.140e+08 8.140e+08] [3.100e+08 3.100e+08 3.100e+08] [6.092e+08 3.810e+07 1.529e+07] [1.546e+09 0.000e+00 0.000e+00] [4.290e+07 4.260e+07 1.530e+07] [3.960e+08 7.640e+07 1.530e+07] [2.083e+06 2.083e+06 2.083e+06] [0.000e+00 0.000e+00 0.000e+00] [6.900e+05 6.900e+05 6.900e+05]]
towerse.wohler_exp_mat | input |  | [ 1. 3. 3. 3. 10. 16.1 10. 10. 1. 1. 1. ]
towerse.wohler_A_mat | input |  | [8.70000000e+01 3.55346484e+10 3.55346484e+10 3.55346484e+10 6.09200000e+08 1.54600000e+09 1.13200000e+08 4.48900000e+08 2.08300000e+06 0.00000000e+00 6.90000000e+05]
towerse.rho_mat | input | kg/m**3 | [1235. 7800. 7850. 7200. 1940. 1220. 1940. 1940. 130. 1150. 1100.]
towerse.unit_cost_mat | input | USD/kg | [ 7.23 0.7 0.9 0.5 1.87 30. 3. 2.86 13. 3.63 9. ]
towerse.outfitting_factor_in | input |  | [1.07]
towerse.tower_layer_materials | input | Unavailable | ['steel']
towerse.member.ballast_materials | input | Unavailable | []
towerse.material_names | input | Unavailable | ['Gelcoat', 'steel', 'steel_drive', 'cast_iron', 'glass_uni', 'CarbonUD', 'glass_biax', 'glass_triax', 'medium_density_foam', 'resin', 'adhesive']
towerse.labor_cost_rate | input | USD/min | [0.98]
towerse.painting_cost_rate | input | USD/m**2 | [30.]
towerse.post.section_L | input | m | [0. 0. 0. 0. 0. 0. 0. 0. 0. 0. 0. 0.]
af_3d.aoa | input | rad | [-3.14159265 -3.08923278 -3.0368729 -2.98451302 -2.93215314 -2.87979327 -2.82743339 -2.77507351 -2.72271363 -2.67035376 -2.61799388 -2.565634 -2.51327412 -2.46091425 -2.40855437 -2.35619449 -2.30383461 -2.25147474 -2.19911486 -2.14675498 -2.0943951 -2.04203522 -1.98967535 -1.93731547 -1.88495559 -1.83259571 -1.78023584 -1.72787596 -1.67551608 -1.6231562 -1.57079633 -1.51843645 -1.46607657 -1.41371669 -1.36135682 -1.30899694 -1.25663706 -1.20427718 -1.15191731 -1.09955743 -1.04719755 -0.99483767 -0.9424778 -0.89011792 -0.83775804 -0.78539816 -0.73303829 -0.68067841 -0.62831853 -0.57595865 -0.52359878 -0.51302102 -0.50244327 -0.49186552 -0.48128776 -0.47071001 -0.46013226 -0.4495545 -0.43897675 -0.428399 -0.41782125 -0.40724349 -0.39666574 -0.38608799 -0.37551023 -0.36493248 -0.35435473 -0.34377697 -0.33319922 -0.32262147 -0.31204371 -0.30146596 -0.29088821 -0.28031046 -0.2697327 -0.25915495 -0.2485772 -0.23799944 -0.22742169 -0.21684394 -0.20626618 -0.19568843 -0.18511068 -0.17453293 -0.16395517 -0.15337742 -0.14279967 -0.13222191 -0.12164416 -0.11106641 -0.10048865 -0.0899109 -0.07933315 -0.06875539 -0.05817764 -0.04759989 -0.03702214 -0.02644438 -0.01586663 -0.00528888 0.00528888 0.01586663 0.02644438 0.03702214 0.04759989 0.05817764 0.06875539 0.07933315 0.0899109 0.10048865 0.11106641 0.12164416 0.13222191 0.14279967 0.15337742 0.16395517 0.17453293 0.18511068 0.19568843 0.20626618 0.21684394 0.22742169 0.23799944 0.2485772 0.25915495 0.2697327 0.28031046 0.29088821 0.30146596 0.31204371 0.32262147 0.33319922 0.34377697 0.35435473 0.36493248 0.37551023 0.38608799 0.39666574 0.40724349 0.41782125 0.428399 0.43897675 0.4495545 0.46013226 0.47071001 0.48128776 0.49186552 0.50244327 0.51302102 0.52359878 0.57595865 0.62831853 0.68067841 0.73303829 0.78539816 0.83775804 0.89011792 0.9424778 0.99483767 1.04719755 1.09955743 1.15191731 1.20427718 1.25663706 1.30899694 1.36135682 1.41371669 1.46607657 1.51843645 1.57079633 1.6231562 1.67551608 1.72787596 1.78023584 1.83259571 1.88495559 1.93731547 1.98967535 2.04203522 2.0943951 2.14675498 2.19911486 2.25147474 2.30383461 2.35619449 2.40855437 2.46091425 2.51327412 2.565634 2.61799388 2.67035376 2.72271363 2.77507351 2.82743339 2.87979327 2.93215314 2.98451302 3.0368729 3.08923278 3.14159265] | 1D array of the angles of attack used to define the polars of the airfoils. All airfoils defined in openmdao share this grid.
af_3d.Re | input |  | [1000000.] | 1D array of the Reynolds numbers used to define the polars of the airfoils. All airfoils defined in openmdao share this grid.
af_3d.rated_TSR | input |  | [9.] | Constant tip speed ratio in region II.
blade.compute_reynolds.rho | input | kg/m**3 | [1.225]
blade.compute_reynolds.mu | input | kg/m/s | [1.81e-05] | Dynamic viscosity of air
blade.high_level_blade_props.rotor_diameter_user | input | m | [280.] | Diameter of the rotor specified by the user. It is defined as two times the blade length plus the hub diameter.
blade.internal_structure_2d_fem.web_rotation_yaml | output | rad | [[0. 0. 0. 0. 0. 0. 0. 0. 0. 0. 0. 0. 0. 0. 0. 0. 0. 0. 0. 0. 0. 0. 0. 0. 0. 0. 0. 0. 0. 0.] [0. 0. 0. 0. 0. 0. 0. 0. 0. 0. 0. 0. 0. 0. 0. 0. 0. 0. 0. 0. 0. 0. 0. 0. 0. 0. 0. 0. 0. 0.]] | 2D array of the rotation angle of the shear webs in respect to the chord line. The first dimension represents each shear web, the second dimension represents each entry along blade span. If the rotation is equal to negative twist +- a constant, then the web is built straight.
blade.internal_structure_2d_fem.web_offset_y_pa_yaml | output | m | [[ 0. 0. 0. -0.35 -0.35 -0.35 -0.35 -0.35 -0.35 -0.35 -0.35 -0.35 -0.35 -0.35 -0.35 -0.35 -0.35 -0.35 -0.35 -0.35 -0.35 -0.35 -0.35 -0.35 -0.35 -0.35 -0.35 -0.35 -0.35 0. ] [ 0. 0. 0. 0.35 0.35 0.35 0.35 0.35 0.35 0.35 0.35 0.35 0.35 0.35 0.35 0.35 0.35 0.35 0.35 0.35 0.35 0.35 0.35 0.35 0.35 0.35 0.35 0.35 0.35 0. ]] | 2D array of the offset along the y axis to set the position of the shear webs. Positive values move the web towards the trailing edge, negative values towards the leading edge. The first dimension represents each shear web, the second dimension represents each entry along blade span.
blade.internal_structure_2d_fem.web_start_nd_yaml | output |  | [[0. 0. 0. 0. 0. 0. 0. 0. 0. 0. 0. 0. 0. 0. 0. 0. 0. 0. 0. 0. 0. 0. 0. 0. 0. 0. 0. 0. 0. 0.] [0. 0. 0. 0. 0. 0. 0. 0. 0. 0. 0. 0. 0. 0. 0. 0. 0. 0. 0. 0. 0. 0. 0. 0. 0. 0. 0. 0. 0. 0.]] | 2D array of the non-dimensional start point defined along the outer profile of a web. The TE suction side is 0, the TE pressure side is 1. The first dimension represents each web, the second dimension represents each entry along blade span.
blade.internal_structure_2d_fem.web_end_nd_yaml | output |  | [[0. 0. 0. 0. 0. 0. 0. 0. 0. 0. 0. 0. 0. 0. 0. 0. 0. 0. 0. 0. 0. 0. 0. 0. 0. 0. 0. 0. 0. 0.] [0. 0. 0. 0. 0. 0. 0. 0. 0. 0. 0. 0. 0. 0. 0. 0. 0. 0. 0. 0. 0. 0. 0. 0. 0. 0. 0. 0. 0. 0.]] | 2D array of the non-dimensional end point defined along the outer profile of a web. The TE suction side is 0, the TE pressure side is 1. The first dimension represents each web, the second dimension represents each entry along blade span.
blade.internal_structure_2d_fem.layer_web | output |  | [0. 0. 0. 0. 0. 0. 0. 0. 0. 0. 0. 0. 1. 1. 1. 2. 2. 2.] | 1D array of the web id the layer is associated to. If the layer is on the outer profile, this entry can simply stay equal to zero.
blade.internal_structure_2d_fem.layer_thickness | output | m | [[0.0005 0.0005 0.0005 0.0005 0.0005 0.0005 0.0005 0.0005 0.0005 0.0005 0.0005 0.0005 0.0005 0.0005 0.0005 0.0005 0.0005 0.0005 0.0005 0.0005 0.0005 0.0005 0.0005 0.0005 0.0005 0.0005 0.0005 0.0005 0.0005 0.0005 ] [0.05 0.04081969 0.03226966 0.02415612 0.01564759 0.00867322 0.00473378 0.00312627 0.00227767 0.00203461 0.00200053 0.00200002 0.002 0.002 0.002 0.002 0.002 0.002 0.002 0.002 0.002 0.002 0.002 0.002 0.00180323 0.00131224 0.00104021 0.00100135 0.001 0.001 ] [0.0001 0.00438147 0.0150519 0.03035182 0.04746369 0.06362935 0.07611578 0.08317021 0.08937909 0.09450151 0.09777677 0.09841932 0.09739565 0.09512692 0.09226371 0.08925432 0.08635675 0.0832791 0.07972353 0.07549254 0.0699988 0.06112214 0.04860463 0.03545513 0.02466062 0.01776472 0.01194345 0.00691416 0.00324837 0.001 ] [0.0001 0.00438147 0.0150519 0.03035182 0.04746369 0.06362935 0.07611578 0.08317021 0.08937909 0.09450151 0.09777677 0.09841932 0.09739565 0.09512692 0.09226371 0.08925432 0.08635675 0.0832791 0.07972353 0.07549254 0.0699988 0.06112214 0.04860463 0.03545513 0.02466062 0.01776472 0.01194345 0.00691416 0.00324837 0.001 ] [0. 0. 0. 0.00299507 0.00294581 0.00289655 0.00284729 0.00279803 0.00274877 0.00269951 0.00265025 0.00260099 0.00255172 0.00250246 0.0024532 0.00240394 0.00235468 0.00230542 0.00225616 0.0022069 0.00215764 0.00210837 0.00205911 0.00200985 0. 0. 0. 0. 0. 0. ] [0. 0. 0. 0.0151551 0.02659419 0.03838054 0.04863375 0.05706524 0.06593926 0.07399829 0.07952219 0.08035564 0.07552905 0.06548829 0.05371052 0.04289912 0.03358001 0.02375535 0.01434111 0.00715383 0.00416067 0.00301727 0.0021994 0.00162397 0. 0. 0. 0. 0. 0. ] [0. 0. 0. 0.0151551 0.02659419 0.03838054 0.04863375 0.05706524 0.06593926 0.07399829 0.07952219 0.08035564 0.07552905 0.06548829 0.05371052 0.04289912 0.03358001 0.02375535 0.01434111 0.00715383 0.00416067 0.00301727 0.0021994 0.00162397 0. 0. 0. 0. 0. 0. ] [0. 0. 0. 0.05972906 0.0570197 0.05431034 0.05160099 0.04889163 0.04618227 0.04347291 0.04076355 0.03805419 0.03534483 0.03263547 0.02992611 0.02721675 0.02450739 0.02179803 0.01908867 0.01637931 0.01366995 0.01096059 0.00825123 0.00554187 0. 0. 0. 0. 0. 0. ] [0. 0. 0. 0.05972906 0.0570197 0.05431034 0.05160099 0.04889163 0.04618227 0.04347291 0.04076355 0.03805419 0.03534483 0.03263547 0.02992611 0.02721675 0.02450739 0.02179803 0.01908867 0.01637931 0.01366995 0.01096059 0.00825123 0.00554187 0. 0. 0. 0. 0. 0. ] [0. 0. 0. 0.05972906 0.0570197 0.05431034 0.05160099 0.04889163 0.04618227 0.04347291 0.04076355 0.03805419 0.03534483 0.03263547 0.02992611 0.02721675 0.02450739 0.02179803 0.01908867 0.01637931 0.01366995 0.01096059 0.00825123 0.00554187 0. 0. 0. 0. 0. 0. ] [0. 0. 0. 0.05972906 0.0570197 0.05431034 0.05160099 0.04889163 0.04618227 0.04347291 0.04076355 0.03805419 0.03534483 0.03263547 0.02992611 0.02721675 0.02450739 0.02179803 0.01908867 0.01637931 0.01366995 0.01096059 0.00825123 0.00554187 0. 0. 0. 0. 0. 0. ] [0.05 0.04081969 0.03226966 0.02415612 0.01564759 0.00867322 0.00473378 0.00312627 0.00227767 0.00203461 0.00200053 0.00200002 0.002 0.002 0.002 0.002 0.002 0.002 0.002 0.002 0.002 0.002 0.002 0.002 0.00180323 0.00131224 0.00104021 0.00100135 0.001 0.001 ] [0. 0. 0. 0.00199391 0.00193306 0.00187221 0.00181136 0.00175051 0.00168966 0.0016288 0.00156795 0.0015071 0.00144625 0.0013854 0.00132454 0.00126369 0.00120284 0.00114199 0.00108114 0.00102028 0.00095943 0.00089858 0.00083773 0.00077688 0.00071602 0.00065517 0.00059432 0.00053347 0. 0. ] [0. 0. 0. 0.04284584 0.04130426 0.03976268 0.0382211 0.03667951 0.03513793 0.03359635 0.03205477 0.03051318 0.0289716 0.02743002 0.02588844 0.02434686 0.02280527 0.02126369 0.01972211 0.01818053 0.01663895 0.01509736 0.01355578 0.0120142 0.01047262 0.00893103 0.00738945 0.00584787 0. 0. ] [0. 0. 0. 0.00199391 0.00193306 0.00187221 0.00181136 0.00175051 0.00168966 0.0016288 0.00156795 0.0015071 0.00144625 0.0013854 0.00132454 0.00126369 0.00120284 0.00114199 0.00108114 0.00102028 0.00095943 0.00089858 0.00083773 0.00077688 0.00071602 0.00065517 0.00059432 0.00053347 0. 0. ] [0. 0. 0. 0.00199391 0.00193306 0.00187221 0.00181136 0.00175051 0.00168966 0.0016288 0.00156795 0.0015071 0.00144625 0.0013854 0.00132454 0.00126369 0.00120284 0.00114199 0.00108114 0.00102028 0.00095943 0.00089858 0.00083773 0.00077688 0.00071602 0.00065517 0.00059432 0.00053347 0. 0. ] [0. 0. 0. 0.04284584 0.04130426 0.03976268 0.0382211 0.03667951 0.03513793 0.03359635 0.03205477 0.03051318 0.0289716 0.02743002 0.02588844 0.02434686 0.02280527 0.02126369 0.01972211 0.01818053 0.01663895 0.01509736 0.01355578 0.0120142 0.01047262 0.00893103 0.00738945 0.00584787 0. 0. ] [0. 0. 0. 0.00199391 0.00193306 0.00187221 0.00181136 0.00175051 0.00168966 0.0016288 0.00156795 0.0015071 0.00144625 0.0013854 0.00132454 0.00126369 0.00120284 0.00114199 0.00108114 0.00102028 0.00095943 0.00089858 0.00083773 0.00077688 0.00071602 0.00065517 0.00059432 0.00053347 0. 0. ]] | 2D array of the thickness of the layers of the blade structure. The first dimension represents each layer, the second dimension represents each entry along blade span.
blade.internal_structure_2d_fem.layer_orientation | output | rad | [[0. 0. 0. 0. 0. 0. 0. 0. 0. 0. 0. 0. 0. 0. 0. 0. 0. 0. 0. 0. 0. 0. 0. 0. 0. 0. 0. 0. 0. 0.] [0. 0. 0. 0. 0. 0. 0. 0. 0. 0. 0. 0. 0. 0. 0. 0. 0. 0. 0. 0. 0. 0. 0. 0. 0. 0. 0. 0. 0. 0.] [0. 0. 0. 0. 0. 0. 0. 0. 0. 0. 0. 0. 0. 0. 0. 0. 0. 0. 0. 0. 0. 0. 0. 0. 0. 0. 0. 0. 0. 0.] [0. 0. 0. 0. 0. 0. 0. 0. 0. 0. 0. 0. 0. 0. 0. 0. 0. 0. 0. 0. 0. 0. 0. 0. 0. 0. 0. 0. 0. 0.] [0. 0. 0. 0. 0. 0. 0. 0. 0. 0. 0. 0. 0. 0. 0. 0. 0. 0. 0. 0. 0. 0. 0. 0. 0. 0. 0. 0. 0. 0.] [0. 0. 0. 0. 0. 0. 0. 0. 0. 0. 0. 0. 0. 0. 0. 0. 0. 0. 0. 0. 0. 0. 0. 0. 0. 0. 0. 0. 0. 0.] [0. 0. 0. 0. 0. 0. 0. 0. 0. 0. 0. 0. 0. 0. 0. 0. 0. 0. 0. 0. 0. 0. 0. 0. 0. 0. 0. 0. 0. 0.] [0. 0. 0. 0. 0. 0. 0. 0. 0. 0. 0. 0. 0. 0. 0. 0. 0. 0. 0. 0. 0. 0. 0. 0. 0. 0. 0. 0. 0. 0.] [0. 0. 0. 0. 0. 0. 0. 0. 0. 0. 0. 0. 0. 0. 0. 0. 0. 0. 0. 0. 0. 0. 0. 0. 0. 0. 0. 0. 0. 0.] [0. 0. 0. 0. 0. 0. 0. 0. 0. 0. 0. 0. 0. 0. 0. 0. 0. 0. 0. 0. 0. 0. 0. 0. 0. 0. 0. 0. 0. 0.] [0. 0. 0. 0. 0. 0. 0. 0. 0. 0. 0. 0. 0. 0. 0. 0. 0. 0. 0. 0. 0. 0. 0. 0. 0. 0. 0. 0. 0. 0.] [0. 0. 0. 0. 0. 0. 0. 0. 0. 0. 0. 0. 0. 0. 0. 0. 0. 0. 0. 0. 0. 0. 0. 0. 0. 0. 0. 0. 0. 0.] [0. 0. 0. 0. 0. 0. 0. 0. 0. 0. 0. 0. 0. 0. 0. 0. 0. 0. 0. 0. 0. 0. 0. 0. 0. 0. 0. 0. 0. 0.] [0. 0. 0. 0. 0. 0. 0. 0. 0. 0. 0. 0. 0. 0. 0. 0. 0. 0. 0. 0. 0. 0. 0. 0. 0. 0. 0. 0. 0. 0.] [0. 0. 0. 0. 0. 0. 0. 0. 0. 0. 0. 0. 0. 0. 0. 0. 0. 0. 0. 0. 0. 0. 0. 0. 0. 0. 0. 0. 0. 0.] [0. 0. 0. 0. 0. 0. 0. 0. 0. 0. 0. 0. 0. 0. 0. 0. 0. 0. 0. 0. 0. 0. 0. 0. 0. 0. 0. 0. 0. 0.] [0. 0. 0. 0. 0. 0. 0. 0. 0. 0. 0. 0. 0. 0. 0. 0. 0. 0. 0. 0. 0. 0. 0. 0. 0. 0. 0. 0. 0. 0.] [0. 0. 0. 0. 0. 0. 0. 0. 0. 0. 0. 0. 0. 0. 0. 0. 0. 0. 0. 0. 0. 0. 0. 0. 0. 0. 0. 0. 0. 0.]] | Fiber orientation of the composite layer with 0-value meaning alignment with reference axis. The first dimension represents each layer, the second dimension represents each entry along blade span.
blade.internal_structure_2d_fem.layer_rotation_yaml | output | rad | [[0. 0. 0. 0. 0. 0. 0. 0. 0. 0. 0. 0. 0. 0. 0. 0. 0. 0. 0. 0. 0. 0. 0. 0. 0. 0. 0. 0. 0. 0.] [0. 0. 0. 0. 0. 0. 0. 0. 0. 0. 0. 0. 0. 0. 0. 0. 0. 0. 0. 0. 0. 0. 0. 0. 0. 0. 0. 0. 0. 0.] [0. 0. 0. 0. 0. 0. 0. 0. 0. 0. 0. 0. 0. 0. 0. 0. 0. 0. 0. 0. 0. 0. 0. 0. 0. 0. 0. 0. 0. 0.] [0. 0. 0. 0. 0. 0. 0. 0. 0. 0. 0. 0. 0. 0. 0. 0. 0. 0. 0. 0. 0. 0. 0. 0. 0. 0. 0. 0. 0. 0.] [0. 0. 0. 0. 0. 0. 0. 0. 0. 0. 0. 0. 0. 0. 0. 0. 0. 0. 0. 0. 0. 0. 0. 0. 0. 0. 0. 0. 0. 0.] [0. 0. 0. 0. 0. 0. 0. 0. 0. 0. 0. 0. 0. 0. 0. 0. 0. 0. 0. 0. 0. 0. 0. 0. 0. 0. 0. 0. 0. 0.] [0. 0. 0. 0. 0. 0. 0. 0. 0. 0. 0. 0. 0. 0. 0. 0. 0. 0. 0. 0. 0. 0. 0. 0. 0. 0. 0. 0. 0. 0.] [0. 0. 0. 0. 0. 0. 0. 0. 0. 0. 0. 0. 0. 0. 0. 0. 0. 0. 0. 0. 0. 0. 0. 0. 0. 0. 0. 0. 0. 0.] [0. 0. 0. 0. 0. 0. 0. 0. 0. 0. 0. 0. 0. 0. 0. 0. 0. 0. 0. 0. 0. 0. 0. 0. 0. 0. 0. 0. 0. 0.] [0. 0. 0. 0. 0. 0. 0. 0. 0. 0. 0. 0. 0. 0. 0. 0. 0. 0. 0. 0. 0. 0. 0. 0. 0. 0. 0. 0. 0. 0.] [0. 0. 0. 0. 0. 0. 0. 0. 0. 0. 0. 0. 0. 0. 0. 0. 0. 0. 0. 0. 0. 0. 0. 0. 0. 0. 0. 0. 0. 0.] [0. 0. 0. 0. 0. 0. 0. 0. 0. 0. 0. 0. 0. 0. 0. 0. 0. 0. 0. 0. 0. 0. 0. 0. 0. 0. 0. 0. 0. 0.] [0. 0. 0. 0. 0. 0. 0. 0. 0. 0. 0. 0. 0. 0. 0. 0. 0. 0. 0. 0. 0. 0. 0. 0. 0. 0. 0. 0. 0. 0.] [0. 0. 0. 0. 0. 0. 0. 0. 0. 0. 0. 0. 0. 0. 0. 0. 0. 0. 0. 0. 0. 0. 0. 0. 0. 0. 0. 0. 0. 0.] [0. 0. 0. 0. 0. 0. 0. 0. 0. 0. 0. 0. 0. 0. 0. 0. 0. 0. 0. 0. 0. 0. 0. 0. 0. 0. 0. 0. 0. 0.] [0. 0. 0. 0. 0. 0. 0. 0. 0. 0. 0. 0. 0. 0. 0. 0. 0. 0. 0. 0. 0. 0. 0. 0. 0. 0. 0. 0. 0. 0.] [0. 0. 0. 0. 0. 0. 0. 0. 0. 0. 0. 0. 0. 0. 0. 0. 0. 0. 0. 0. 0. 0. 0. 0. 0. 0. 0. 0. 0. 0.] [0. 0. 0. 0. 0. 0. 0. 0. 0. 0. 0. 0. 0. 0. 0. 0. 0. 0. 0. 0. 0. 0. 0. 0. 0. 0. 0. 0. 0. 0.]] | 2D array of the rotation angle of a layer in respect to the chord line. The first dimension represents each layer, the second dimension represents each entry along blade span. If the rotation is equal to negative twist +- a constant, then the layer is built straight.
blade.internal_structure_2d_fem.layer_offset_y_pa_yaml | output | m | [[0. 0. 0. 0. 0. 0. 0. 0. 0. 0. 0. 0. 0. 0. 0. 0. 0. 0. 0. 0. 0. 0. 0. 0. 0. 0. 0. 0. 0. 0.] [0. 0. 0. 0. 0. 0. 0. 0. 0. 0. 0. 0. 0. 0. 0. 0. 0. 0. 0. 0. 0. 0. 0. 0. 0. 0. 0. 0. 0. 0.] [0. 0. 0. 0. 0. 0. 0. 0. 0. 0. 0. 0. 0. 0. 0. 0. 0. 0. 0. 0. 0. 0. 0. 0. 0. 0. 0. 0. 0. 0.] [0. 0. 0. 0. 0. 0. 0. 0. 0. 0. 0. 0. 0. 0. 0. 0. 0. 0. 0. 0. 0. 0. 0. 0. 0. 0. 0. 0. 0. 0.] [0. 0. 0. 0. 0. 0. 0. 0. 0. 0. 0. 0. 0. 0. 0. 0. 0. 0. 0. 0. 0. 0. 0. 0. 0. 0. 0. 0. 0. 0.] [0. 0. 0. 0. 0. 0. 0. 0. 0. 0. 0. 0. 0. 0. 0. 0. 0. 0. 0. 0. 0. 0. 0. 0. 0. 0. 0. 0. 0. 0.] [0. 0. 0. 0. 0. 0. 0. 0. 0. 0. 0. 0. 0. 0. 0. 0. 0. 0. 0. 0. 0. 0. 0. 0. 0. 0. 0. 0. 0. 0.] [0. 0. 0. 0. 0. 0. 0. 0. 0. 0. 0. 0. 0. 0. 0. 0. 0. 0. 0. 0. 0. 0. 0. 0. 0. 0. 0. 0. 0. 0.] [0. 0. 0. 0. 0. 0. 0. 0. 0. 0. 0. 0. 0. 0. 0. 0. 0. 0. 0. 0. 0. 0. 0. 0. 0. 0. 0. 0. 0. 0.] [0. 0. 0. 0. 0. 0. 0. 0. 0. 0. 0. 0. 0. 0. 0. 0. 0. 0. 0. 0. 0. 0. 0. 0. 0. 0. 0. 0. 0. 0.] [0. 0. 0. 0. 0. 0. 0. 0. 0. 0. 0. 0. 0. 0. 0. 0. 0. 0. 0. 0. 0. 0. 0. 0. 0. 0. 0. 0. 0. 0.] [0. 0. 0. 0. 0. 0. 0. 0. 0. 0. 0. 0. 0. 0. 0. 0. 0. 0. 0. 0. 0. 0. 0. 0. 0. 0. 0. 0. 0. 0.] [0. 0. 0. 0. 0. 0. 0. 0. 0. 0. 0. 0. 0. 0. 0. 0. 0. 0. 0. 0. 0. 0. 0. 0. 0. 0. 0. 0. 0. 0.] [0. 0. 0. 0. 0. 0. 0. 0. 0. 0. 0. 0. 0. 0. 0. 0. 0. 0. 0. 0. 0. 0. 0. 0. 0. 0. 0. 0. 0. 0.] [0. 0. 0. 0. 0. 0. 0. 0. 0. 0. 0. 0. 0. 0. 0. 0. 0. 0. 0. 0. 0. 0. 0. 0. 0. 0. 0. 0. 0. 0.] [0. 0. 0. 0. 0. 0. 0. 0. 0. 0. 0. 0. 0. 0. 0. 0. 0. 0. 0. 0. 0. 0. 0. 0. 0. 0. 0. 0. 0. 0.] [0. 0. 0. 0. 0. 0. 0. 0. 0. 0. 0. 0. 0. 0. 0. 0. 0. 0. 0. 0. 0. 0. 0. 0. 0. 0. 0. 0. 0. 0.] [0. 0. 0. 0. 0. 0. 0. 0. 0. 0. 0. 0. 0. 0. 0. 0. 0. 0. 0. 0. 0. 0. 0. 0. 0. 0. 0. 0. 0. 0.]] | 2D array of the offset along the y axis to set the position of a layer. Positive values move the layer towards the trailing edge, negative values towards the leading edge. The first dimension represents each layer, the second dimension represents each entry along blade span.
blade.internal_structure_2d_fem.layer_width_yaml | output | m | [[0. 0. 0. 0. 0. 0. 0. 0. 0. 0. 0. 0. 0. 0. 0. 0. 0. 0. 0. 0. 0. 0. 0. 0. 0. 0. 0. 0. 0. 0. ] [0. 0. 0. 0. 0. 0. 0. 0. 0. 0. 0. 0. 0. 0. 0. 0. 0. 0. 0. 0. 0. 0. 0. 0. 0. 0. 0. 0. 0. 0. ] [0.9 0.9 0.9 0.9 0.9 0.9 0.9 0.9 0.9 0.9 0.9 0.9 0.9 0.9 0.9 0.9 0.9 0.9 0.9 0.9 0.9 0.9 0.9 0.9 0.89999988 0.89998023 0.89925383 0.8824365 0.73943681 0.294 ] [0.9 0.9 0.9 0.9 0.9 0.9 0.9 0.9 0.9 0.9 0.9 0.9 0.9 0.9 0.9 0.9 0.9 0.9 0.9 0.9 0.9 0.9 0.9 0.9 0.89999988 0.89998023 0.89925383 0.8824365 0.73943681 0.294 ] [0. 0. 0. 0.8 0.8 0.8 0.8 0.8 0.8 0.8 0.8 0.8 0.8 0.8 0.8 0.8 0.8 0.8 0.8 0.79997205 0.7989752 0.78933255 0.7549919 0.70842539 0. 0. 0. 0. 0. 0. ] [0. 0. 0. 0.5 0.5 0.5 0.5 0.5 0.5 0.5 0.5 0.5 0.5 0.5 0.5 0.5 0.5 0.5 0.5 0.5 0.5 0.5 0.5 0.5 0. 0. 0. 0. 0. 0. ] [0. 0. 0. 0.5 0.5 0.5 0.5 0.5 0.5 0.5 0.5 0.5 0.5 0.5 0.5 0.5 0.5 0.5 0.5 0.5 0.5 0.5 0.5 0.5 0. 0. 0. 0. 0. 0. ] [0. 0. 0. 0. 0. 0. 0. 0. 0. 0. 0. 0. 0. 0. 0. 0. 0. 0. 0. 0. 0. 0. 0. 0. 0. 0. 0. 0. 0. 0. ] [0. 0. 0. 0. 0. 0. 0. 0. 0. 0. 0. 0. 0. 0. 0. 0. 0. 0. 0. 0. 0. 0. 0. 0. 0. 0. 0. 0. 0. 0. ] [0. 0. 0. 0. 0. 0. 0. 0. 0. 0. 0. 0. 0. 0. 0. 0. 0. 0. 0. 0. 0. 0. 0. 0. 0. 0. 0. 0. 0. 0. ] [0. 0. 0. 0. 0. 0. 0. 0. 0. 0. 0. 0. 0. 0. 0. 0. 0. 0. 0. 0. 0. 0. 0. 0. 0. 0. 0. 0. 0. 0. ] [0. 0. 0. 0. 0. 0. 0. 0. 0. 0. 0. 0. 0. 0. 0. 0. 0. 0. 0. 0. 0. 0. 0. 0. 0. 0. 0. 0. 0. 0. ] [0. 0. 0. 0. 0. 0. 0. 0. 0. 0. 0. 0. 0. 0. 0. 0. 0. 0. 0. 0. 0. 0. 0. 0. 0. 0. 0. 0. 0. 0. ] [0. 0. 0. 0. 0. 0. 0. 0. 0. 0. 0. 0. 0. 0. 0. 0. 0. 0. 0. 0. 0. 0. 0. 0. 0. 0. 0. 0. 0. 0. ] [0. 0. 0. 0. 0. 0. 0. 0. 0. 0. 0. 0. 0. 0. 0. 0. 0. 0. 0. 0. 0. 0. 0. 0. 0. 0. 0. 0. 0. 0. ] [0. 0. 0. 0. 0. 0. 0. 0. 0. 0. 0. 0. 0. 0. 0. 0. 0. 0. 0. 0. 0. 0. 0. 0. 0. 0. 0. 0. 0. 0. ] [0. 0. 0. 0. 0. 0. 0. 0. 0. 0. 0. 0. 0. 0. 0. 0. 0. 0. 0. 0. 0. 0. 0. 0. 0. 0. 0. 0. 0. 0. ] [0. 0. 0. 0. 0. 0. 0. 0. 0. 0. 0. 0. 0. 0. 0. 0. 0. 0. 0. 0. 0. 0. 0. 0. 0. 0. 0. 0. 0. 0. ]] | 2D array of the width along the outer profile of a layer. The first dimension represents each layer, the second dimension represents each entry along blade span.
blade.internal_structure_2d_fem.layer_midpoint_nd | output |  | [[0. 0. 0. 0. 0. 0. 0. 0. 0. 0. 0. 0. 0. 0. 0. 0. 0. 0. 0. 0. 0. 0. 0. 0. 0. 0. 0. 0. 0. 0. ] [0. 0. 0. 0. 0. 0. 0. 0. 0. 0. 0. 0. 0. 0. 0. 0. 0. 0. 0. 0. 0. 0. 0. 0. 0. 0. 0. 0. 0. 0. ] [0. 0. 0. 0. 0. 0. 0. 0. 0. 0. 0. 0. 0. 0. 0. 0. 0. 0. 0. 0. 0. 0. 0. 0. 0. 0. 0. 0. 0. 0. ] [0. 0. 0. 0. 0. 0. 0. 0. 0. 0. 0. 0. 0. 0. 0. 0. 0. 0. 0. 0. 0. 0. 0. 0. 0. 0. 0. 0. 0. 0. ] [0.49999966 0.49999966 0.49950659 0.50496841 0.50578694 0.50578694 0.50596379 0.50796107 0.50796107 0.50796107 0.50796107 0.50798417 0.50669917 0.50666106 0.50666106 0.50666106 0.50666106 0.50666106 0.50362757 0.5019638 0.5019638 0.5019638 0.5019638 0.5019638 0.49993712 0.49608288 0.49608288 0.49608288 0.49669831 0.49727784] [0. 0. 0. 0. 0. 0. 0. 0. 0. 0. 0. 0. 0. 0. 0. 0. 0. 0. 0. 0. 0. 0. 0. 0. 0. 0. 0. 0. 0. 0. ] [0. 0. 0. 0. 0. 0. 0. 0. 0. 0. 0. 0. 0. 0. 0. 0. 0. 0. 0. 0. 0. 0. 0. 0. 0. 0. 0. 0. 0. 0. ] [0. 0. 0. 0. 0. 0. 0. 0. 0. 0. 0. 0. 0. 0. 0. 0. 0. 0. 0. 0. 0. 0. 0. 0. 0. 0. 0. 0. 0. 0. ] [0. 0. 0. 0. 0. 0. 0. 0. 0. 0. 0. 0. 0. 0. 0. 0. 0. 0. 0. 0. 0. 0. 0. 0. 0. 0. 0. 0. 0. 0. ] [0. 0. 0. 0. 0. 0. 0. 0. 0. 0. 0. 0. 0. 0. 0. 0. 0. 0. 0. 0. 0. 0. 0. 0. 0. 0. 0. 0. 0. 0. ] [0. 0. 0. 0. 0. 0. 0. 0. 0. 0. 0. 0. 0. 0. 0. 0. 0. 0. 0. 0. 0. 0. 0. 0. 0. 0. 0. 0. 0. 0. ] [0. 0. 0. 0. 0. 0. 0. 0. 0. 0. 0. 0. 0. 0. 0. 0. 0. 0. 0. 0. 0. 0. 0. 0. 0. 0. 0. 0. 0. 0. ] [0. 0. 0. 0. 0. 0. 0. 0. 0. 0. 0. 0. 0. 0. 0. 0. 0. 0. 0. 0. 0. 0. 0. 0. 0. 0. 0. 0. 0. 0. ] [0. 0. 0. 0. 0. 0. 0. 0. 0. 0. 0. 0. 0. 0. 0. 0. 0. 0. 0. 0. 0. 0. 0. 0. 0. 0. 0. 0. 0. 0. ] [0. 0. 0. 0. 0. 0. 0. 0. 0. 0. 0. 0. 0. 0. 0. 0. 0. 0. 0. 0. 0. 0. 0. 0. 0. 0. 0. 0. 0. 0. ] [0. 0. 0. 0. 0. 0. 0. 0. 0. 0. 0. 0. 0. 0. 0. 0. 0. 0. 0. 0. 0. 0. 0. 0. 0. 0. 0. 0. 0. 0. ] [0. 0. 0. 0. 0. 0. 0. 0. 0. 0. 0. 0. 0. 0. 0. 0. 0. 0. 0. 0. 0. 0. 0. 0. 0. 0. 0. 0. 0. 0. ] [0. 0. 0. 0. 0. 0. 0. 0. 0. 0. 0. 0. 0. 0. 0. 0. 0. 0. 0. 0. 0. 0. 0. 0. 0. 0. 0. 0. 0. 0. ]] | 2D array of the non-dimensional midpoint defined along the outer profile of a layer. The first dimension represents each layer, the second dimension represents each entry along blade span.
blade.internal_structure_2d_fem.layer_start_nd_yaml | output |  | [[0. 0. 0. 0. 0. 0. 0. 0. 0. 0. 0. 0. 0. 0. 0. 0. 0. 0. 0. 0. 0. 0. 0. 0. 0. 0. 0. 0. 0. 0.] [0. 0. 0. 0. 0. 0. 0. 0. 0. 0. 0. 0. 0. 0. 0. 0. 0. 0. 0. 0. 0. 0. 0. 0. 0. 0. 0. 0. 0. 0.] [0. 0. 0. 0. 0. 0. 0. 0. 0. 0. 0. 0. 0. 0. 0. 0. 0. 0. 0. 0. 0. 0. 0. 0. 0. 0. 0. 0. 0. 0.] [0. 0. 0. 0. 0. 0. 0. 0. 0. 0. 0. 0. 0. 0. 0. 0. 0. 0. 0. 0. 0. 0. 0. 0. 0. 0. 0. 0. 0. 0.] [0. 0. 0. 0. 0. 0. 0. 0. 0. 0. 0. 0. 0. 0. 0. 0. 0. 0. 0. 0. 0. 0. 0. 0. 0. 0. 0. 0. 0. 0.] [0. 0. 0. 0. 0. 0. 0. 0. 0. 0. 0. 0. 0. 0. 0. 0. 0. 0. 0. 0. 0. 0. 0. 0. 0. 0. 0. 0. 0. 0.] [0. 0. 0. 0. 0. 0. 0. 0. 0. 0. 0. 0. 0. 0. 0. 0. 0. 0. 0. 0. 0. 0. 0. 0. 0. 0. 0. 0. 0. 0.] [0. 0. 0. 0. 0. 0. 0. 0. 0. 0. 0. 0. 0. 0. 0. 0. 0. 0. 0. 0. 0. 0. 0. 0. 0. 0. 0. 0. 0. 0.] [0. 0. 0. 0. 0. 0. 0. 0. 0. 0. 0. 0. 0. 0. 0. 0. 0. 0. 0. 0. 0. 0. 0. 0. 0. 0. 0. 0. 0. 0.] [0. 0. 0. 0. 0. 0. 0. 0. 0. 0. 0. 0. 0. 0. 0. 0. 0. 0. 0. 0. 0. 0. 0. 0. 0. 0. 0. 0. 0. 0.] [0. 0. 0. 0. 0. 0. 0. 0. 0. 0. 0. 0. 0. 0. 0. 0. 0. 0. 0. 0. 0. 0. 0. 0. 0. 0. 0. 0. 0. 0.] [0. 0. 0. 0. 0. 0. 0. 0. 0. 0. 0. 0. 0. 0. 0. 0. 0. 0. 0. 0. 0. 0. 0. 0. 0. 0. 0. 0. 0. 0.] [0. 0. 0. 0. 0. 0. 0. 0. 0. 0. 0. 0. 0. 0. 0. 0. 0. 0. 0. 0. 0. 0. 0. 0. 0. 0. 0. 0. 0. 0.] [0. 0. 0. 0. 0. 0. 0. 0. 0. 0. 0. 0. 0. 0. 0. 0. 0. 0. 0. 0. 0. 0. 0. 0. 0. 0. 0. 0. 0. 0.] [0. 0. 0. 0. 0. 0. 0. 0. 0. 0. 0. 0. 0. 0. 0. 0. 0. 0. 0. 0. 0. 0. 0. 0. 0. 0. 0. 0. 0. 0.] [0. 0. 0. 0. 0. 0. 0. 0. 0. 0. 0. 0. 0. 0. 0. 0. 0. 0. 0. 0. 0. 0. 0. 0. 0. 0. 0. 0. 0. 0.] [0. 0. 0. 0. 0. 0. 0. 0. 0. 0. 0. 0. 0. 0. 0. 0. 0. 0. 0. 0. 0. 0. 0. 0. 0. 0. 0. 0. 0. 0.] [0. 0. 0. 0. 0. 0. 0. 0. 0. 0. 0. 0. 0. 0. 0. 0. 0. 0. 0. 0. 0. 0. 0. 0. 0. 0. 0. 0. 0. 0.]] | 2D array of the non-dimensional start point defined along the outer profile of a layer. The TE suction side is 0, the TE pressure side is 1. The first dimension represents each layer, the second dimension represents each entry along blade span.
blade.internal_structure_2d_fem.layer_end_nd_yaml | output |  | [[1. 1. 1. 1. 1. 1. 1. 1. 1. 1. 1. 1. 1. 1. 1. 1. 1. 1. 1. 1. 1. 1. 1. 1. 1. 1. 1. 1. 1. 1.] [1. 1. 1. 1. 1. 1. 1. 1. 1. 1. 1. 1. 1. 1. 1. 1. 1. 1. 1. 1. 1. 1. 1. 1. 1. 1. 1. 1. 1. 1.] [0. 0. 0. 0. 0. 0. 0. 0. 0. 0. 0. 0. 0. 0. 0. 0. 0. 0. 0. 0. 0. 0. 0. 0. 0. 0. 0. 0. 0. 0.] [0. 0. 0. 0. 0. 0. 0. 0. 0. 0. 0. 0. 0. 0. 0. 0. 0. 0. 0. 0. 0. 0. 0. 0. 0. 0. 0. 0. 0. 0.] [0. 0. 0. 0. 0. 0. 0. 0. 0. 0. 0. 0. 0. 0. 0. 0. 0. 0. 0. 0. 0. 0. 0. 0. 0. 0. 0. 0. 0. 0.] [0. 0. 0. 0. 0. 0. 0. 0. 0. 0. 0. 0. 0. 0. 0. 0. 0. 0. 0. 0. 0. 0. 0. 0. 0. 0. 0. 0. 0. 0.] [1. 1. 1. 1. 1. 1. 1. 1. 1. 1. 1. 1. 1. 1. 1. 1. 1. 1. 1. 1. 1. 1. 1. 1. 1. 1. 1. 1. 1. 1.] [0. 0. 0. 0. 0. 0. 0. 0. 0. 0. 0. 0. 0. 0. 0. 0. 0. 0. 0. 0. 0. 0. 0. 0. 0. 0. 0. 0. 0. 0.] [0. 0. 0. 0. 0. 0. 0. 0. 0. 0. 0. 0. 0. 0. 0. 0. 0. 0. 0. 0. 0. 0. 0. 0. 0. 0. 0. 0. 0. 0.] [0. 0. 0. 0. 0. 0. 0. 0. 0. 0. 0. 0. 0. 0. 0. 0. 0. 0. 0. 0. 0. 0. 0. 0. 0. 0. 0. 0. 0. 0.] [0. 0. 0. 0. 0. 0. 0. 0. 0. 0. 0. 0. 0. 0. 0. 0. 0. 0. 0. 0. 0. 0. 0. 0. 0. 0. 0. 0. 0. 0.] [1. 1. 1. 1. 1. 1. 1. 1. 1. 1. 1. 1. 1. 1. 1. 1. 1. 1. 1. 1. 1. 1. 1. 1. 1. 1. 1. 1. 1. 1.] [0. 0. 0. 0. 0. 0. 0. 0. 0. 0. 0. 0. 0. 0. 0. 0. 0. 0. 0. 0. 0. 0. 0. 0. 0. 0. 0. 0. 0. 0.] [0. 0. 0. 0. 0. 0. 0. 0. 0. 0. 0. 0. 0. 0. 0. 0. 0. 0. 0. 0. 0. 0. 0. 0. 0. 0. 0. 0. 0. 0.] [0. 0. 0. 0. 0. 0. 0. 0. 0. 0. 0. 0. 0. 0. 0. 0. 0. 0. 0. 0. 0. 0. 0. 0. 0. 0. 0. 0. 0. 0.] [0. 0. 0. 0. 0. 0. 0. 0. 0. 0. 0. 0. 0. 0. 0. 0. 0. 0. 0. 0. 0. 0. 0. 0. 0. 0. 0. 0. 0. 0.] [0. 0. 0. 0. 0. 0. 0. 0. 0. 0. 0. 0. 0. 0. 0. 0. 0. 0. 0. 0. 0. 0. 0. 0. 0. 0. 0. 0. 0. 0.] [0. 0. 0. 0. 0. 0. 0. 0. 0. 0. 0. 0. 0. 0. 0. 0. 0. 0. 0. 0. 0. 0. 0. 0. 0. 0. 0. 0. 0. 0.]] | 2D array of the non-dimensional end point defined along the outer profile of a layer. The TE suction side is 0, the TE pressure side is 1. The first dimension represents each layer, the second dimension represents each entry along blade span.
blade.internal_structure_2d_fem.layer_side | output | Unavailable | ['', '', 'suction', 'pressure', '', '', '', '', '', '', '', '', '', '', '', '', '', ''] | 1D array setting whether the layer is on the suction or pressure side. This entry is only used if definition_layer is equal to 1 or 2.
blade.internal_structure_2d_fem.definition_web | output | Unavailable | [1. 1.] | 1D array of flags identifying how webs are specified in the yaml. 1) offset+rotation=twist 2) offset+rotation
blade.internal_structure_2d_fem.definition_layer | output | Unavailable | [ 9. 9. 2. 2. 5. 7. 8. 6. 6. 6. 6. 9. 10. 10. 10. 10. 10. 10.] | 1D array of flags identifying how layers are specified in the yaml. 1) all around (skin, paint, ) 2) offset+rotation twist+width (spar caps) 3) offset+user defined rotation+width 4) midpoint TE+width (TE reinf) 5) midpoint LE+width (LE reinf) 6) layer position fixed to other layer (core fillers) 7) start and width 8) end and width 9) start and end nd 10) web layer
blade.internal_structure_2d_fem.index_layer_start | output | Unavailable | [0. 0. 0. 0. 0. 0. 0. 5. 2. 4. 3. 0. 0. 0. 0. 0. 0. 0.] | Index used to fix a layer to another
blade.internal_structure_2d_fem.index_layer_end | output | Unavailable | [0. 0. 0. 0. 0. 0. 0. 2. 4. 3. 6. 0. 0. 0. 0. 0. 0. 0.] | Index used to fix a layer to another
blade.interp_airfoils.af_position | input |  | [0. 0.02192979 0.0657893 0.10964876 0.15350826 0.19736777 0.24122769 0.2850876 0.32894711 0.37280661 0.41666612 0.46052562 0.50438512 0.54824463 0.59210413 0.63596364 0.67982314 0.72368306 0.76754298 0.81140165 0.85526033 0.89911983 0.94297934 0.97368182 0.98683884 0.99561157 1. ] | 1D array of the non dimensional positions of the airfoils af_used defined along blade span.
blade.interp_airfoils.ac | input |  | [0.275 0.5 0.275 0.275 0.275 0.275 0.275] | 1D array of the aerodynamic centers of each airfoil.
blade.interp_airfoils.r_thick_discrete | input |  | [0.4 1. 0.3 0.21 0.25 0.35 0.17] | 1D array of the relative thicknesses of each airfoil.
blade.interp_airfoils.aoa | input | rad | [-3.14159265 -3.08923278 -3.0368729 -2.98451302 -2.93215314 -2.87979327 -2.82743339 -2.77507351 -2.72271363 -2.67035376 -2.61799388 -2.565634 -2.51327412 -2.46091425 -2.40855437 -2.35619449 -2.30383461 -2.25147474 -2.19911486 -2.14675498 -2.0943951 -2.04203522 -1.98967535 -1.93731547 -1.88495559 -1.83259571 -1.78023584 -1.72787596 -1.67551608 -1.6231562 -1.57079633 -1.51843645 -1.46607657 -1.41371669 -1.36135682 -1.30899694 -1.25663706 -1.20427718 -1.15191731 -1.09955743 -1.04719755 -0.99483767 -0.9424778 -0.89011792 -0.83775804 -0.78539816 -0.73303829 -0.68067841 -0.62831853 -0.57595865 -0.52359878 -0.51302102 -0.50244327 -0.49186552 -0.48128776 -0.47071001 -0.46013226 -0.4495545 -0.43897675 -0.428399 -0.41782125 -0.40724349 -0.39666574 -0.38608799 -0.37551023 -0.36493248 -0.35435473 -0.34377697 -0.33319922 -0.32262147 -0.31204371 -0.30146596 -0.29088821 -0.28031046 -0.2697327 -0.25915495 -0.2485772 -0.23799944 -0.22742169 -0.21684394 -0.20626618 -0.19568843 -0.18511068 -0.17453293 -0.16395517 -0.15337742 -0.14279967 -0.13222191 -0.12164416 -0.11106641 -0.10048865 -0.0899109 -0.07933315 -0.06875539 -0.05817764 -0.04759989 -0.03702214 -0.02644438 -0.01586663 -0.00528888 0.00528888 0.01586663 0.02644438 0.03702214 0.04759989 0.05817764 0.06875539 0.07933315 0.0899109 0.10048865 0.11106641 0.12164416 0.13222191 0.14279967 0.15337742 0.16395517 0.17453293 0.18511068 0.19568843 0.20626618 0.21684394 0.22742169 0.23799944 0.2485772 0.25915495 0.2697327 0.28031046 0.29088821 0.30146596 0.31204371 0.32262147 0.33319922 0.34377697 0.35435473 0.36493248 0.37551023 0.38608799 0.39666574 0.40724349 0.41782125 0.428399 0.43897675 0.4495545 0.46013226 0.47071001 0.48128776 0.49186552 0.50244327 0.51302102 0.52359878 0.57595865 0.62831853 0.68067841 0.73303829 0.78539816 0.83775804 0.89011792 0.9424778 0.99483767 1.04719755 1.09955743 1.15191731 1.20427718 1.25663706 1.30899694 1.36135682 1.41371669 1.46607657 1.51843645 1.57079633 1.6231562 1.67551608 1.72787596 1.78023584 1.83259571 1.88495559 1.93731547 1.98967535 2.04203522 2.0943951 2.14675498 2.19911486 2.25147474 2.30383461 2.35619449 2.40855437 2.46091425 2.51327412 2.565634 2.61799388 2.67035376 2.72271363 2.77507351 2.82743339 2.87979327 2.93215314 2.98451302 3.0368729 3.08923278 3.14159265] | 1D array of the angles of attack used to define the polars of the airfoils. All airfoils defined in openmdao share this grid.
blade.interp_airfoils.cl | input |  | [[[[ 1.27742998e-02]] [[ 1.42693272e-01]] [[ 2.58637012e-01]] ... [[-2.66800672e-01]] [[-1.38782724e-01]] [[ 1.27742998e-02]]] [[[ 0.00000000e+00]] [[ 0.00000000e+00]] [[ 0.00000000e+00]] ... [[ 0.00000000e+00]] [[ 0.00000000e+00]] [[ 0.00000000e+00]]] [[[ 4.96420961e-02]] [[ 1.87282479e-01]] [[ 3.10020952e-01]] ... [[-3.20759911e-01]] [[-1.62662921e-01]] [[ 4.96420961e-02]]] ... [[[-2.61646824e-03]] [[ 2.32069003e-01]] [[ 4.60318188e-01]] ... [[-4.60746100e-01]] [[-2.33089501e-01]] [[-2.61646824e-03]]] [[[ 1.80442976e-02]] [[ 1.49402929e-01]] [[ 2.66763118e-01]] ... [[-2.71122153e-01]] [[-1.39129728e-01]] [[ 1.80442976e-02]]] [[[-1.53642952e-08]] [[ 2.24280087e-01]] [[ 4.60935912e-01]] ... [[-4.60935912e-01]] [[-2.24280087e-01]] [[ 1.53642952e-08]]]] | 4D array with the lift coefficients of the airfoils. Dimension 0 is along the different airfoils defined in the yaml, dimension 1 is along the angles of attack, dimension 2 is along the Reynolds number, dimension 3 is along the number of tabs, which may describe multiple sets at the same station, for example in presence of a flap.
blade.interp_airfoils.cd | input |  | [[[[0.06162547]] [[0.06296798]] [[0.06920074]] ... [[0.07156878]] [[0.06373137]] [[0.06162547]]] [[[0.5 ]] [[0.5 ]] [[0.5 ]] ... [[0.5 ]] [[0.5 ]] [[0.5 ]]] [[[0.02308492]] [[0.03208652]] [[0.05037982]] ... [[0.05179242]] [[0.0324726 ]] [[0.02308492]]] ... [[[0.01677446]] [[0.02683965]] [[0.04620442]] ... [[0.04768644]] [[0.02744935]] [[0.01677446]]] [[[0.03773591]] [[0.04508672]] [[0.06158979]] ... [[0.05995048]] [[0.04432275]] [[0.03773591]]] [[[0.0198 ]] [[0.02572598]] [[0.04114402]] ... [[0.04047996]] [[0.02538511]] [[0.0198 ]]]] | 4D array with the drag coefficients of the airfoils. Dimension 0 is along the different airfoils defined in the yaml, dimension 1 is along the angles of attack, dimension 2 is along the Reynolds number, dimension 3 is along the number of tabs, which may describe multiple sets at the same station, for example in presence of a flap.
blade.interp_airfoils.cm | input |  | [[[[ 3.70854259e-04]] [[ 5.78906867e-02]] [[ 1.09442053e-01]] ... [[-1.20140868e-01]] [[-6.33445740e-02]] [[ 3.70854259e-04]]] [[[ 0.00000000e+00]] [[ 0.00000000e+00]] [[ 0.00000000e+00]] ... [[ 0.00000000e+00]] [[ 0.00000000e+00]] [[ 0.00000000e+00]]] [[[-1.86042725e-07]] [[ 8.25025552e-02]] [[ 1.70228612e-01]] ... [[-1.69531819e-01]] [[-8.25480839e-02]] [[-1.86042725e-07]]] ... [[[-5.55629713e-07]] [[ 1.10572981e-01]] [[ 2.27490820e-01]] ... [[-2.27669873e-01]] [[-1.10610368e-01]] [[-5.55629713e-07]]] [[[ 4.09061074e-04]] [[ 5.80698162e-02]] [[ 1.09744885e-01]] ... [[-1.18962339e-01]] [[-6.27004305e-02]] [[ 4.09061074e-04]]] [[[-7.71299959e-09]] [[ 1.12680187e-01]] [[ 2.31783829e-01]] ... [[-2.31710912e-01]] [[-1.12584318e-01]] [[ 7.70271560e-09]]]] | 4D array with the moment coefficients of the airfoils. Dimension 0 is along the different airfoils defined in the yaml, dimension 1 is along the angles of attack, dimension 2 is along the Reynolds number, dimension 3 is along the number of tabs, which may describe multiple sets at the same station, for example in presence of a flap.
blade.interp_airfoils.coord_xy | input |  | [[[ 1.00000000e+00 -3.47000010e-03] [ 9.82059782e-01 4.47998271e-04] [ 9.63825795e-01 2.56230054e-03] ... [ 9.66589031e-01 1.42523879e-02] [ 9.83283080e-01 8.83657527e-03] [ 1.00000000e+00 3.47000010e-03]] [[ 1.00000000e+00 0.00000000e+00] [ 9.99310113e-01 -2.24586628e-02] [ 9.97715675e-01 -4.48159779e-02] ... [ 9.97767307e-01 4.41944433e-02] [ 9.99327246e-01 2.21465777e-02] [ 1.00000000e+00 -5.92245437e-18]] [[ 1.00000000e+00 -2.46000000e-03] [ 9.79182514e-01 2.21522127e-03] [ 9.58045687e-01 5.01713457e-03] ... [ 9.60781257e-01 1.32444951e-02] [ 9.80406715e-01 7.93618866e-03] [ 1.00000000e+00 2.46000000e-03]] ... [[ 1.00000000e+00 -2.13100000e-03] [ 9.77589551e-01 1.91382544e-03] [ 9.55115490e-01 5.46087449e-03] ... [ 9.57108237e-01 1.39643103e-02] [ 9.78595852e-01 8.23338042e-03] [ 1.00000000e+00 2.13100000e-03]] [[ 1.00000000e+00 -2.83000000e-03] [ 9.81183777e-01 1.62237678e-03] [ 9.62006541e-01 4.01671112e-03] ... [ 9.64854654e-01 1.29112589e-02] [ 9.82422420e-01 7.86900286e-03] [ 1.00000000e+00 2.83000000e-03]] [[ 1.00000000e+00 -1.56966672e-03] [ 9.76316764e-01 1.02847187e-03] [ 9.52601299e-01 3.04112178e-03] ... [ 9.53511819e-01 1.21364556e-02] [ 9.76793838e-01 7.07018392e-03] [ 1.00000000e+00 1.56966672e-03]]] | 3D array of the x and y airfoil coordinates of the n_af airfoils.
blade.interp_airfoils.name | input | Unavailable | ['DU40_A17', 'Cylinder', 'DU30_A17', 'DU21_A17', 'DU25_A17', 'DU35_A17', 'DU17_A17'] | 1D array of names of airfoils.
blade.outer_shape_bem.s_default | output |  | [0. 0.03448276 0.06896552 0.10344828 0.13793103 0.17241379 0.20689655 0.24137931 0.27586207 0.31034483 0.34482759 0.37931034 0.4137931 0.44827586 0.48275862 0.51724138 0.55172414 0.5862069 0.62068966 0.65517241 0.68965517 0.72413793 0.75862069 0.79310345 0.82758621 0.86206897 0.89655172 0.93103448 0.96551724 1. ] | 1D array of the non-dimensional spanwise grid defined along blade axis (0-blade root, 1-blade tip)
blade.outer_shape_bem.chord_yaml | output | m | [5. 5. 5.00260989 5.2480683 5.68201728 6.23616503 6.72749243 7. 7. 7. 6.98183684 6.87665127 6.68776951 6.4039089 6.04770743 5.69841438 5.41172253 5.15989218 4.90713585 4.65624341 4.39302948 4.10244436 3.84568831 3.62340492 3.39079802 3.13728849 2.90194672 2.65905396 2.40367374 1.19 ] | 1D array of the chord values defined along blade span.
blade.outer_shape_bem.twist_yaml | output | rad | [ 0. 0.71108204 0.71010059 0.62110926 0.48126332 0.35494216 0.26821741 0.21192099 0.18140141 0.15852501 0.13658278 0.11252435 0.08642306 0.06482777 0.04778457 0.03510491 0.02572079 0.01779535 0.00639055 -0.0069435 -0.01885381 -0.02725267 -0.03545553 -0.04197126 -0.04408781 -0.04456735 -0.04574229 -0.04908141 -0.05272335 -0.06340223] | 1D array of the twist values defined along blade span. The twist is defined positive for negative rotations around the z axis (the same as in BeamDyn).
blade.outer_shape_bem.r_thick_yaml | output |  | [0. 0. 0. 0. 0. 0. 0. 0. 0. 0. 0. 0. 0. 0. 0. 0. 0. 0. 0. 0. 0. 0. 0. 0. 0. 0. 0. 0. 0. 0.] | 1D array of the relative thickness values defined along blade span.
blade.outer_shape_bem.pitch_axis_yaml | output |  | [0.5 0.5 0.49663095 0.28721906 0.275 0.275 0.275 0.275 0.275 0.275 0.275 0.275 0.275 0.275 0.275 0.275 0.275 0.275 0.275 0.275 0.275 0.275 0.275 0.275 0.275 0.275 0.275 0.275 0.275 0.275 ] | 1D array of the chordwise position of the pitch axis (0-LE, 1-TE), defined along blade span.
blade.outer_shape_bem.ref_axis_yaml | output | m | [[ 0. 0. 0. ] [ 0. 0. 4.17241409] [ 0. 0. 8.34482728] [ 0. 0. 12.51724135] [ 0. 0. 16.68965562] [ 0. 0. 20.86206926] [ 0. 0. 25.03448247] [ 0. 0. 29.20689606] [ 0. 0. 33.37931064] [ 0. 0. 37.55172413] [ 0. 0. 41.72413776] [ 0. 0. 45.89655186] [ 0. 0. 50.06896501] [ 0. 0. 54.24137912] [ 0. 0. 58.41379341] [ 0. 0. 62.58620722] [ 0. 0. 66.75862046] [ 0. 0. 70.93103474] [ 0. 0. 75.10344804] [ 0. 0. 79.27586181] [ 0. 0. 83.44827591] [ 0. 0. 87.62068939] [ 0. 0. 91.79310285] [ 0. 0. 95.96551723] [ 0. 0. 100.13793134] [ 0. 0. 104.31034494] [ 0. 0. 108.48275919] [ 0. 0. 112.65517245] [ 0. 0. 116.82758588] [ 0. 0. 121. ]] | 2D array of the coordinates (x,y,z) of the blade reference axis, defined along blade span. The coordinate system is the one of BeamDyn: it is placed at blade root with x pointing the suction side of the blade, y pointing the trailing edge and z along the blade span. A standard configuration will have negative x values (prebend), if swept positive y values, and positive z values.
blade.outer_shape_bem.span_end | input |  | [] | 1D array of the positions along blade span where something (a DAC device?) starts and we want a grid point. Only values between 0 and 1 are meaningful.
blade.outer_shape_bem.span_ext | input |  | [] | 1D array of the extensions along blade span where something (a DAC device?) lives and we want a grid point. Only values between 0 and 1 are meaningful.
blade.pa.s_opt_twist | input |  | [0. 0.03448276 0.06896552 0.10344828 0.13793103 0.17241379 0.20689655 0.24137931 0.27586207 0.31034483 0.34482759 0.37931034 0.4137931 0.44827586 0.48275862 0.51724138 0.55172414 0.5862069 0.62068966 0.65517241 0.68965517 0.72413793 0.75862069 0.79310345 0.82758621 0.86206897 0.89655172 0.93103448 0.96551724 1. ] | 1D array of the non-dimensional spanwise grid defined along blade axis to optimize the blade twist angle
blade.pa.twist_opt | input | rad | [ 0. 0.71108204 0.71010059 0.62110926 0.48126332 0.35494216 0.26821741 0.21192099 0.18140141 0.15852501 0.13658278 0.11252435 0.08642306 0.06482777 0.04778457 0.03510491 0.02572079 0.01779535 0.00639055 -0.0069435 -0.01885381 -0.02725267 -0.03545553 -0.04197126 -0.04408781 -0.04456735 -0.04574229 -0.04908141 -0.05272335 -0.06340223] | 1D array of the twist angle being optimized at the n_opt locations.
blade.pa.s_opt_chord | input |  | [0. 0.03448276 0.06896552 0.10344828 0.13793103 0.17241379 0.20689655 0.24137931 0.27586207 0.31034483 0.34482759 0.37931034 0.4137931 0.44827586 0.48275862 0.51724138 0.55172414 0.5862069 0.62068966 0.65517241 0.68965517 0.72413793 0.75862069 0.79310345 0.82758621 0.86206897 0.89655172 0.93103448 0.96551724 1. ] | 1D array of the non-dimensional spanwise grid defined along blade axis to optimize the blade chord
blade.pa.chord_opt | input | m | [5. 5. 5.00260989 5.2480683 5.68201728 6.23616503 6.72749243 7. 7. 7. 6.98183684 6.87665127 6.68776951 6.4039089 6.04770743 5.69841438 5.41172253 5.15989218 4.90713585 4.65624341 4.39302948 4.10244436 3.84568831 3.62340492 3.39079802 3.13728849 2.90194672 2.65905396 2.40367374 1.19 ] | 1D array of the chord being optimized at the n_opt locations.
blade.ps.layer_thickness_original | input | m | [[0.0005 0.0005 0.0005 0.0005 0.0005 0.0005 0.0005 0.0005 0.0005 0.0005 0.0005 0.0005 0.0005 0.0005 0.0005 0.0005 0.0005 0.0005 0.0005 0.0005 0.0005 0.0005 0.0005 0.0005 0.0005 0.0005 0.0005 0.0005 0.0005 0.0005 ] [0.05 0.04081969 0.03226966 0.02415612 0.01564759 0.00867322 0.00473378 0.00312627 0.00227767 0.00203461 0.00200053 0.00200002 0.002 0.002 0.002 0.002 0.002 0.002 0.002 0.002 0.002 0.002 0.002 0.002 0.00180323 0.00131224 0.00104021 0.00100135 0.001 0.001 ] [0.0001 0.00438147 0.0150519 0.03035182 0.04746369 0.06362935 0.07611578 0.08317021 0.08937909 0.09450151 0.09777677 0.09841932 0.09739565 0.09512692 0.09226371 0.08925432 0.08635675 0.0832791 0.07972353 0.07549254 0.0699988 0.06112214 0.04860463 0.03545513 0.02466062 0.01776472 0.01194345 0.00691416 0.00324837 0.001 ] [0.0001 0.00438147 0.0150519 0.03035182 0.04746369 0.06362935 0.07611578 0.08317021 0.08937909 0.09450151 0.09777677 0.09841932 0.09739565 0.09512692 0.09226371 0.08925432 0.08635675 0.0832791 0.07972353 0.07549254 0.0699988 0.06112214 0.04860463 0.03545513 0.02466062 0.01776472 0.01194345 0.00691416 0.00324837 0.001 ] [0. 0. 0. 0.00299507 0.00294581 0.00289655 0.00284729 0.00279803 0.00274877 0.00269951 0.00265025 0.00260099 0.00255172 0.00250246 0.0024532 0.00240394 0.00235468 0.00230542 0.00225616 0.0022069 0.00215764 0.00210837 0.00205911 0.00200985 0. 0. 0. 0. 0. 0. ] [0. 0. 0. 0.0151551 0.02659419 0.03838054 0.04863375 0.05706524 0.06593926 0.07399829 0.07952219 0.08035564 0.07552905 0.06548829 0.05371052 0.04289912 0.03358001 0.02375535 0.01434111 0.00715383 0.00416067 0.00301727 0.0021994 0.00162397 0. 0. 0. 0. 0. 0. ] [0. 0. 0. 0.0151551 0.02659419 0.03838054 0.04863375 0.05706524 0.06593926 0.07399829 0.07952219 0.08035564 0.07552905 0.06548829 0.05371052 0.04289912 0.03358001 0.02375535 0.01434111 0.00715383 0.00416067 0.00301727 0.0021994 0.00162397 0. 0. 0. 0. 0. 0. ] [0. 0. 0. 0.05972906 0.0570197 0.05431034 0.05160099 0.04889163 0.04618227 0.04347291 0.04076355 0.03805419 0.03534483 0.03263547 0.02992611 0.02721675 0.02450739 0.02179803 0.01908867 0.01637931 0.01366995 0.01096059 0.00825123 0.00554187 0. 0. 0. 0. 0. 0. ] [0. 0. 0. 0.05972906 0.0570197 0.05431034 0.05160099 0.04889163 0.04618227 0.04347291 0.04076355 0.03805419 0.03534483 0.03263547 0.02992611 0.02721675 0.02450739 0.02179803 0.01908867 0.01637931 0.01366995 0.01096059 0.00825123 0.00554187 0. 0. 0. 0. 0. 0. ] [0. 0. 0. 0.05972906 0.0570197 0.05431034 0.05160099 0.04889163 0.04618227 0.04347291 0.04076355 0.03805419 0.03534483 0.03263547 0.02992611 0.02721675 0.02450739 0.02179803 0.01908867 0.01637931 0.01366995 0.01096059 0.00825123 0.00554187 0. 0. 0. 0. 0. 0. ] [0. 0. 0. 0.05972906 0.0570197 0.05431034 0.05160099 0.04889163 0.04618227 0.04347291 0.04076355 0.03805419 0.03534483 0.03263547 0.02992611 0.02721675 0.02450739 0.02179803 0.01908867 0.01637931 0.01366995 0.01096059 0.00825123 0.00554187 0. 0. 0. 0. 0. 0. ] [0.05 0.04081969 0.03226966 0.02415612 0.01564759 0.00867322 0.00473378 0.00312627 0.00227767 0.00203461 0.00200053 0.00200002 0.002 0.002 0.002 0.002 0.002 0.002 0.002 0.002 0.002 0.002 0.002 0.002 0.00180323 0.00131224 0.00104021 0.00100135 0.001 0.001 ] [0. 0. 0. 0.00199391 0.00193306 0.00187221 0.00181136 0.00175051 0.00168966 0.0016288 0.00156795 0.0015071 0.00144625 0.0013854 0.00132454 0.00126369 0.00120284 0.00114199 0.00108114 0.00102028 0.00095943 0.00089858 0.00083773 0.00077688 0.00071602 0.00065517 0.00059432 0.00053347 0. 0. ] [0. 0. 0. 0.04284584 0.04130426 0.03976268 0.0382211 0.03667951 0.03513793 0.03359635 0.03205477 0.03051318 0.0289716 0.02743002 0.02588844 0.02434686 0.02280527 0.02126369 0.01972211 0.01818053 0.01663895 0.01509736 0.01355578 0.0120142 0.01047262 0.00893103 0.00738945 0.00584787 0. 0. ] [0. 0. 0. 0.00199391 0.00193306 0.00187221 0.00181136 0.00175051 0.00168966 0.0016288 0.00156795 0.0015071 0.00144625 0.0013854 0.00132454 0.00126369 0.00120284 0.00114199 0.00108114 0.00102028 0.00095943 0.00089858 0.00083773 0.00077688 0.00071602 0.00065517 0.00059432 0.00053347 0. 0. ] [0. 0. 0. 0.00199391 0.00193306 0.00187221 0.00181136 0.00175051 0.00168966 0.0016288 0.00156795 0.0015071 0.00144625 0.0013854 0.00132454 0.00126369 0.00120284 0.00114199 0.00108114 0.00102028 0.00095943 0.00089858 0.00083773 0.00077688 0.00071602 0.00065517 0.00059432 0.00053347 0. 0. ] [0. 0. 0. 0.04284584 0.04130426 0.03976268 0.0382211 0.03667951 0.03513793 0.03359635 0.03205477 0.03051318 0.0289716 0.02743002 0.02588844 0.02434686 0.02280527 0.02126369 0.01972211 0.01818053 0.01663895 0.01509736 0.01355578 0.0120142 0.01047262 0.00893103 0.00738945 0.00584787 0. 0. ] [0. 0. 0. 0.00199391 0.00193306 0.00187221 0.00181136 0.00175051 0.00168966 0.0016288 0.00156795 0.0015071 0.00144625 0.0013854 0.00132454 0.00126369 0.00120284 0.00114199 0.00108114 0.00102028 0.00095943 0.00089858 0.00083773 0.00077688 0.00071602 0.00065517 0.00059432 0.00053347 0. 0. ]] | 2D array of the thickness of the layers of the blade structure. The first dimension represents each layer, the second dimension represents each entry along blade span.
blade.ps.s_opt_layer_0 | input |  | [0. 0.03448276 0.06896552 0.10344828 0.13793103 0.17241379 0.20689655 0.24137931 0.27586207 0.31034483 0.34482759 0.37931034 0.4137931 0.44827586 0.48275862 0.51724138 0.55172414 0.5862069 0.62068966 0.65517241 0.68965517 0.72413793 0.75862069 0.79310345 0.82758621 0.86206897 0.89655172 0.93103448 0.96551724 1. ]
blade.ps.layer_0_opt | input | m | [0.0005 0.0005 0.0005 0.0005 0.0005 0.0005 0.0005 0.0005 0.0005 0.0005 0.0005 0.0005 0.0005 0.0005 0.0005 0.0005 0.0005 0.0005 0.0005 0.0005 0.0005 0.0005 0.0005 0.0005 0.0005 0.0005 0.0005 0.0005 0.0005 0.0005]
blade.ps.s_opt_layer_1 | input |  | [0. 0.03448276 0.06896552 0.10344828 0.13793103 0.17241379 0.20689655 0.24137931 0.27586207 0.31034483 0.34482759 0.37931034 0.4137931 0.44827586 0.48275862 0.51724138 0.55172414 0.5862069 0.62068966 0.65517241 0.68965517 0.72413793 0.75862069 0.79310345 0.82758621 0.86206897 0.89655172 0.93103448 0.96551724 1. ]
blade.ps.layer_1_opt | input | m | [0.05 0.04081969 0.03226966 0.02415612 0.01564759 0.00867322 0.00473378 0.00312627 0.00227767 0.00203461 0.00200053 0.00200002 0.002 0.002 0.002 0.002 0.002 0.002 0.002 0.002 0.002 0.002 0.002 0.002 0.00180323 0.00131224 0.00104021 0.00100135 0.001 0.001 ]
blade.ps.s_opt_layer_2 | input |  | [0. 0.03448276 0.06896552 0.10344828 0.13793103 0.17241379 0.20689655 0.24137931 0.27586207 0.31034483 0.34482759 0.37931034 0.4137931 0.44827586 0.48275862 0.51724138 0.55172414 0.5862069 0.62068966 0.65517241 0.68965517 0.72413793 0.75862069 0.79310345 0.82758621 0.86206897 0.89655172 0.93103448 0.96551724 1. ]
blade.ps.layer_2_opt | input | m | [0.0001 0.00438147 0.0150519 0.03035182 0.04746369 0.06362935 0.07611578 0.08317021 0.08937909 0.09450151 0.09777677 0.09841932 0.09739565 0.09512692 0.09226371 0.08925432 0.08635675 0.0832791 0.07972353 0.07549254 0.0699988 0.06112214 0.04860463 0.03545513 0.02466062 0.01776472 0.01194345 0.00691416 0.00324837 0.001 ]
blade.ps.s_opt_layer_3 | input |  | [0. 0.03448276 0.06896552 0.10344828 0.13793103 0.17241379 0.20689655 0.24137931 0.27586207 0.31034483 0.34482759 0.37931034 0.4137931 0.44827586 0.48275862 0.51724138 0.55172414 0.5862069 0.62068966 0.65517241 0.68965517 0.72413793 0.75862069 0.79310345 0.82758621 0.86206897 0.89655172 0.93103448 0.96551724 1. ]
blade.ps.layer_3_opt | input | m | [0.0001 0.00438147 0.0150519 0.03035182 0.04746369 0.06362935 0.07611578 0.08317021 0.08937909 0.09450151 0.09777677 0.09841932 0.09739565 0.09512692 0.09226371 0.08925432 0.08635675 0.0832791 0.07972353 0.07549254 0.0699988 0.06112214 0.04860463 0.03545513 0.02466062 0.01776472 0.01194345 0.00691416 0.00324837 0.001 ]
blade.ps.s_opt_layer_4 | input |  | [0. 0.03448276 0.06896552 0.10344828 0.13793103 0.17241379 0.20689655 0.24137931 0.27586207 0.31034483 0.34482759 0.37931034 0.4137931 0.44827586 0.48275862 0.51724138 0.55172414 0.5862069 0.62068966 0.65517241 0.68965517 0.72413793 0.75862069 0.79310345 0.82758621 0.86206897 0.89655172 0.93103448 0.96551724 1. ]
blade.ps.layer_4_opt | input | m | [0. 0. 0. 0.00299507 0.00294581 0.00289655 0.00284729 0.00279803 0.00274877 0.00269951 0.00265025 0.00260099 0.00255172 0.00250246 0.0024532 0.00240394 0.00235468 0.00230542 0.00225616 0.0022069 0.00215764 0.00210837 0.00205911 0.00200985 0. 0. 0. 0. 0. 0. ]
blade.ps.s_opt_layer_5 | input |  | [0. 0.03448276 0.06896552 0.10344828 0.13793103 0.17241379 0.20689655 0.24137931 0.27586207 0.31034483 0.34482759 0.37931034 0.4137931 0.44827586 0.48275862 0.51724138 0.55172414 0.5862069 0.62068966 0.65517241 0.68965517 0.72413793 0.75862069 0.79310345 0.82758621 0.86206897 0.89655172 0.93103448 0.96551724 1. ]
blade.ps.layer_5_opt | input | m | [0. 0. 0. 0.0151551 0.02659419 0.03838054 0.04863375 0.05706524 0.06593926 0.07399829 0.07952219 0.08035564 0.07552905 0.06548829 0.05371052 0.04289912 0.03358001 0.02375535 0.01434111 0.00715383 0.00416067 0.00301727 0.0021994 0.00162397 0. 0. 0. 0. 0. 0. ]
blade.ps.s_opt_layer_6 | input |  | [0. 0.03448276 0.06896552 0.10344828 0.13793103 0.17241379 0.20689655 0.24137931 0.27586207 0.31034483 0.34482759 0.37931034 0.4137931 0.44827586 0.48275862 0.51724138 0.55172414 0.5862069 0.62068966 0.65517241 0.68965517 0.72413793 0.75862069 0.79310345 0.82758621 0.86206897 0.89655172 0.93103448 0.96551724 1. ]
blade.ps.layer_6_opt | input | m | [0. 0. 0. 0.0151551 0.02659419 0.03838054 0.04863375 0.05706524 0.06593926 0.07399829 0.07952219 0.08035564 0.07552905 0.06548829 0.05371052 0.04289912 0.03358001 0.02375535 0.01434111 0.00715383 0.00416067 0.00301727 0.0021994 0.00162397 0. 0. 0. 0. 0. 0. ]
blade.ps.s_opt_layer_7 | input |  | [0. 0.03448276 0.06896552 0.10344828 0.13793103 0.17241379 0.20689655 0.24137931 0.27586207 0.31034483 0.34482759 0.37931034 0.4137931 0.44827586 0.48275862 0.51724138 0.55172414 0.5862069 0.62068966 0.65517241 0.68965517 0.72413793 0.75862069 0.79310345 0.82758621 0.86206897 0.89655172 0.93103448 0.96551724 1. ]
blade.ps.layer_7_opt | input | m | [0. 0. 0. 0.05972906 0.0570197 0.05431034 0.05160099 0.04889163 0.04618227 0.04347291 0.04076355 0.03805419 0.03534483 0.03263547 0.02992611 0.02721675 0.02450739 0.02179803 0.01908867 0.01637931 0.01366995 0.01096059 0.00825123 0.00554187 0. 0. 0. 0. 0. 0. ]
blade.ps.s_opt_layer_8 | input |  | [0. 0.03448276 0.06896552 0.10344828 0.13793103 0.17241379 0.20689655 0.24137931 0.27586207 0.31034483 0.34482759 0.37931034 0.4137931 0.44827586 0.48275862 0.51724138 0.55172414 0.5862069 0.62068966 0.65517241 0.68965517 0.72413793 0.75862069 0.79310345 0.82758621 0.86206897 0.89655172 0.93103448 0.96551724 1. ]
blade.ps.layer_8_opt | input | m | [0. 0. 0. 0.05972906 0.0570197 0.05431034 0.05160099 0.04889163 0.04618227 0.04347291 0.04076355 0.03805419 0.03534483 0.03263547 0.02992611 0.02721675 0.02450739 0.02179803 0.01908867 0.01637931 0.01366995 0.01096059 0.00825123 0.00554187 0. 0. 0. 0. 0. 0. ]
blade.ps.s_opt_layer_9 | input |  | [0. 0.03448276 0.06896552 0.10344828 0.13793103 0.17241379 0.20689655 0.24137931 0.27586207 0.31034483 0.34482759 0.37931034 0.4137931 0.44827586 0.48275862 0.51724138 0.55172414 0.5862069 0.62068966 0.65517241 0.68965517 0.72413793 0.75862069 0.79310345 0.82758621 0.86206897 0.89655172 0.93103448 0.96551724 1. ]
blade.ps.layer_9_opt | input | m | [0. 0. 0. 0.05972906 0.0570197 0.05431034 0.05160099 0.04889163 0.04618227 0.04347291 0.04076355 0.03805419 0.03534483 0.03263547 0.02992611 0.02721675 0.02450739 0.02179803 0.01908867 0.01637931 0.01366995 0.01096059 0.00825123 0.00554187 0. 0. 0. 0. 0. 0. ]
blade.ps.s_opt_layer_10 | input |  | [0. 0.03448276 0.06896552 0.10344828 0.13793103 0.17241379 0.20689655 0.24137931 0.27586207 0.31034483 0.34482759 0.37931034 0.4137931 0.44827586 0.48275862 0.51724138 0.55172414 0.5862069 0.62068966 0.65517241 0.68965517 0.72413793 0.75862069 0.79310345 0.82758621 0.86206897 0.89655172 0.93103448 0.96551724 1. ]
blade.ps.layer_10_opt | input | m | [0. 0. 0. 0.05972906 0.0570197 0.05431034 0.05160099 0.04889163 0.04618227 0.04347291 0.04076355 0.03805419 0.03534483 0.03263547 0.02992611 0.02721675 0.02450739 0.02179803 0.01908867 0.01637931 0.01366995 0.01096059 0.00825123 0.00554187 0. 0. 0. 0. 0. 0. ]
blade.ps.s_opt_layer_11 | input |  | [0. 0.03448276 0.06896552 0.10344828 0.13793103 0.17241379 0.20689655 0.24137931 0.27586207 0.31034483 0.34482759 0.37931034 0.4137931 0.44827586 0.48275862 0.51724138 0.55172414 0.5862069 0.62068966 0.65517241 0.68965517 0.72413793 0.75862069 0.79310345 0.82758621 0.86206897 0.89655172 0.93103448 0.96551724 1. ]
blade.ps.layer_11_opt | input | m | [0.05 0.04081969 0.03226966 0.02415612 0.01564759 0.00867322 0.00473378 0.00312627 0.00227767 0.00203461 0.00200053 0.00200002 0.002 0.002 0.002 0.002 0.002 0.002 0.002 0.002 0.002 0.002 0.002 0.002 0.00180323 0.00131224 0.00104021 0.00100135 0.001 0.001 ]
blade.ps.s_opt_layer_12 | input |  | [0. 0.03448276 0.06896552 0.10344828 0.13793103 0.17241379 0.20689655 0.24137931 0.27586207 0.31034483 0.34482759 0.37931034 0.4137931 0.44827586 0.48275862 0.51724138 0.55172414 0.5862069 0.62068966 0.65517241 0.68965517 0.72413793 0.75862069 0.79310345 0.82758621 0.86206897 0.89655172 0.93103448 0.96551724 1. ]
blade.ps.layer_12_opt | input | m | [0. 0. 0. 0.00199391 0.00193306 0.00187221 0.00181136 0.00175051 0.00168966 0.0016288 0.00156795 0.0015071 0.00144625 0.0013854 0.00132454 0.00126369 0.00120284 0.00114199 0.00108114 0.00102028 0.00095943 0.00089858 0.00083773 0.00077688 0.00071602 0.00065517 0.00059432 0.00053347 0. 0. ]
blade.ps.s_opt_layer_13 | input |  | [0. 0.03448276 0.06896552 0.10344828 0.13793103 0.17241379 0.20689655 0.24137931 0.27586207 0.31034483 0.34482759 0.37931034 0.4137931 0.44827586 0.48275862 0.51724138 0.55172414 0.5862069 0.62068966 0.65517241 0.68965517 0.72413793 0.75862069 0.79310345 0.82758621 0.86206897 0.89655172 0.93103448 0.96551724 1. ]
blade.ps.layer_13_opt | input | m | [0. 0. 0. 0.04284584 0.04130426 0.03976268 0.0382211 0.03667951 0.03513793 0.03359635 0.03205477 0.03051318 0.0289716 0.02743002 0.02588844 0.02434686 0.02280527 0.02126369 0.01972211 0.01818053 0.01663895 0.01509736 0.01355578 0.0120142 0.01047262 0.00893103 0.00738945 0.00584787 0. 0. ]
blade.ps.s_opt_layer_14 | input |  | [0. 0.03448276 0.06896552 0.10344828 0.13793103 0.17241379 0.20689655 0.24137931 0.27586207 0.31034483 0.34482759 0.37931034 0.4137931 0.44827586 0.48275862 0.51724138 0.55172414 0.5862069 0.62068966 0.65517241 0.68965517 0.72413793 0.75862069 0.79310345 0.82758621 0.86206897 0.89655172 0.93103448 0.96551724 1. ]
blade.ps.layer_14_opt | input | m | [0. 0. 0. 0.00199391 0.00193306 0.00187221 0.00181136 0.00175051 0.00168966 0.0016288 0.00156795 0.0015071 0.00144625 0.0013854 0.00132454 0.00126369 0.00120284 0.00114199 0.00108114 0.00102028 0.00095943 0.00089858 0.00083773 0.00077688 0.00071602 0.00065517 0.00059432 0.00053347 0. 0. ]
blade.ps.s_opt_layer_15 | input |  | [0. 0.03448276 0.06896552 0.10344828 0.13793103 0.17241379 0.20689655 0.24137931 0.27586207 0.31034483 0.34482759 0.37931034 0.4137931 0.44827586 0.48275862 0.51724138 0.55172414 0.5862069 0.62068966 0.65517241 0.68965517 0.72413793 0.75862069 0.79310345 0.82758621 0.86206897 0.89655172 0.93103448 0.96551724 1. ]
blade.ps.layer_15_opt | input | m | [0. 0. 0. 0.00199391 0.00193306 0.00187221 0.00181136 0.00175051 0.00168966 0.0016288 0.00156795 0.0015071 0.00144625 0.0013854 0.00132454 0.00126369 0.00120284 0.00114199 0.00108114 0.00102028 0.00095943 0.00089858 0.00083773 0.00077688 0.00071602 0.00065517 0.00059432 0.00053347 0. 0. ]
blade.ps.s_opt_layer_16 | input |  | [0. 0.03448276 0.06896552 0.10344828 0.13793103 0.17241379 0.20689655 0.24137931 0.27586207 0.31034483 0.34482759 0.37931034 0.4137931 0.44827586 0.48275862 0.51724138 0.55172414 0.5862069 0.62068966 0.65517241 0.68965517 0.72413793 0.75862069 0.79310345 0.82758621 0.86206897 0.89655172 0.93103448 0.96551724 1. ]
blade.ps.layer_16_opt | input | m | [0. 0. 0. 0.04284584 0.04130426 0.03976268 0.0382211 0.03667951 0.03513793 0.03359635 0.03205477 0.03051318 0.0289716 0.02743002 0.02588844 0.02434686 0.02280527 0.02126369 0.01972211 0.01818053 0.01663895 0.01509736 0.01355578 0.0120142 0.01047262 0.00893103 0.00738945 0.00584787 0. 0. ]
blade.ps.s_opt_layer_17 | input |  | [0. 0.03448276 0.06896552 0.10344828 0.13793103 0.17241379 0.20689655 0.24137931 0.27586207 0.31034483 0.34482759 0.37931034 0.4137931 0.44827586 0.48275862 0.51724138 0.55172414 0.5862069 0.62068966 0.65517241 0.68965517 0.72413793 0.75862069 0.79310345 0.82758621 0.86206897 0.89655172 0.93103448 0.96551724 1. ]
blade.ps.layer_17_opt | input | m | [0. 0. 0. 0.00199391 0.00193306 0.00187221 0.00181136 0.00175051 0.00168966 0.0016288 0.00156795 0.0015071 0.00144625 0.0013854 0.00132454 0.00126369 0.00120284 0.00114199 0.00108114 0.00102028 0.00095943 0.00089858 0.00083773 0.00077688 0.00071602 0.00065517 0.00059432 0.00053347 0. 0. ]
high_level_tower_props.tower_ref_axis_user | input | m | [[ 0. 0. 15.] [ 0. 0. 50.] [ 0. 0. 100.] [ 0. 0. 130.] [ 0. 0. 163.]] | 2D array of the coordinates (x,y,z) of the tower reference axis. The coordinate system is the global coordinate system of OpenFAST: it is placed at tower base with x pointing downwind, y pointing on the side and z pointing vertically upwards. A standard tower configuration will have zero x and y values and positive z values.
high_level_tower_props.distance_tt_hub | input | m | [5.614] | Vertical distance from tower top to hub center.
high_level_tower_props.hub_height_user | input | m | [166.] | Height of the hub specified by the user.
hub.diameter | output | m | [10.]
materials.rho_fiber | output | kg/m**3 | [ 0. 0. 0. 0. 2535.5 1800. 2535.5 2535.5 0. 0. 0. ] | 1D array of the density of the fibers of the materials.
materials.rho | output | kg/m**3 | [1235. 7800. 7850. 7200. 1940. 1220. 1940. 1940. 130. 1150. 1100.] | 1D array of the density of the materials. For composites, this is the density of the laminate.
materials.rho_area_dry | output | kg/m**2 | [0. 0. 0. 0. 7.22716222 1. 1.44543244 1.44543244 0. 0. 0. ] | 1D array of the dry aerial density of the composite fabrics. Non-composite materials are kept at 0.
materials.ply_t_from_yaml | output | m | [0.0005 0. 0. 0. 0.005 0.00515873 0.001 0.001 0. 0. 0. ] | 1D array of the ply thicknesses of the materials. Non-composite materials are kept at 0.
materials.fvf_from_yaml | output |  | [0. 0. 0. 0. 0.57 0.10769231 0.57 0.57 0. 0. 0. ] | 1D array of the non-dimensional fiber volume fraction of the composite materials. Non-composite materials are kept at 0.
materials.fwf_from_yaml | output |  | [0. 0. 0. 0. 0.74506827 0.15889029 0.74506827 0.74506827 0. 0. 0. ] | 1D array of the non-dimensional fiber weight- fraction of the composite materials. Non-composite materials are kept at 0.
materials.name | output | Unavailable | ['Gelcoat', 'steel', 'steel_drive', 'cast_iron', 'glass_uni', 'CarbonUD', 'glass_biax', 'glass_triax', 'medium_density_foam', 'resin', 'adhesive'] | 1D array of names of materials.
materials.component_id | output | Unavailable | [ 0. -1. -1. -1. 5. 4. 3. 2. 1. -1. -1.] | 1D array of flags to set whether a material is used in a blade: 0 - coating, 1 - sandwich filler , 2 - shell skin, 3 - shear webs, 4 - spar caps, 5 - TE/LE reinf.
monopile.ref_axis | input | m | [[ 0. 0. -50.] [ 0. 0. -20.] [ 0. 0. -15.] [ 0. 0. -10.] [ 0. 0. 0.] [ 0. 0. 10.] [ 0. 0. 15.]] | 2D array of the coordinates (x,y,z) of the tower reference axis. The coordinate system is the global coordinate system of OpenFAST: it is placed at tower base with x pointing downwind, y pointing on the side and z pointing vertically upwards. A standard tower configuration will have zero x and y values and positive z values.
financese.tcc_per_kW | intermediate | USD/kW | [912.60556408]
financese.bos_per_kW | intermediate | USD/kW | [2971.05179763]
financese.turbine_aep | intermediate | kW*h | [1.06246598e+08]
orbit.site_mean_windspeed | intermediate | m/s | [10.] | Mean windspeed of the site.
orbit.turbine_rated_windspeed | intermediate | m/s | [11.56532879] | Rated windspeed of the turbine.
orbit.turbine_capex | intermediate | USD/kW | [912.60556408] | Turbine CAPEX
orbit.hub_height | intermediate | m | [166.] | Turbine hub height.
orbit.turbine_rotor_diameter | intermediate | m | [280.] | Turbine rotor diameter.
orbit.tower_mass | intermediate | t | [1643.95916114] | mass of the total tower.
orbit.tower_length | intermediate | m | [145.386] | Total length of the tower.
orbit.nacelle_mass | intermediate | t | [701.92667255] | mass of the rotor nacelle assembly (RNA).
orbit.blade_mass | intermediate | t | [82.2028427] | mass of an individual blade.
orbit.monopile_length | intermediate | m | [65.] | Length of monopile (including pile).
orbit.monopile_mass | intermediate | t | [1016.43894396] | mass of an individual monopile.
orbit.monopile_cost | intermediate | USD | [2869950.56534948] | Monopile unit cost.
outputs_2_screen.aep | intermediate | GW*h | [106.2465976]
outputs_2_screen.blade_mass | intermediate | kg | [82202.84270091]
outputs_2_screen.lcoe | intermediate | USD/MW/h | [86.35477493]
outputs_2_screen.tip_deflection | intermediate | m | [26.20657716]
drivese.bear1.D_bearing | intermediate | m | [0.3]
drivese.bear2.D_bearing | intermediate | m | [0.3]
drivese.rotor_diameter | intermediate | m | [280.]
drivese.rated_torque | intermediate | N*m | [33489145.38399773]
drivese.s_rotor | output | m | [2.3]
drivese.s_gearbox | output | m | [0.]
drivese.lss_spring_constant | output | N*m/rad | [5.11409396e+10]
drivese.blades_I | intermediate | kg*m**2 | [6.08955217e+08 3.04477609e+08 3.04477609e+08 0.00000000e+00 0.00000000e+00 0.00000000e+00]
drivese.hub_system_I | output | kg*m**2 | [2193938.90781916 1426517.0497633 1426517.0497633 0. 0. 0. ]
drivese.generator.u_allow_s | output | m | [0.00087146]
drivese.generator.u_as | output | m | [0.00382096]
drivese.generator.z_allow_s | output | m | [0.]
drivese.generator.z_as | output | m | [0.]
drivese.generator.y_allow_s | output | m | [0.02400269]
drivese.generator.y_as | output | m | [0.03270236]
drivese.generator.b_allow_s | output | m | [0.]
drivese.generator.u_allow_r | output | m | [0.00087146]
drivese.generator.u_ar | output | m | [0.00120579]
drivese.generator.y_allow_r | output | m | [0.02425382]
drivese.generator.y_ar | output | m | [0.03536179]
drivese.generator.z_allow_r | output | m | [0.]
drivese.generator.z_ar | output | m | [0.]
drivese.generator.b_allow_r | output | m | [0.]
drivese.generator.TC1 | output | m**3 | [88.83271713]
drivese.generator.TC2r | output | m**3 | [68.35333691]
drivese.generator.TC2s | output | m**3 | [62.82286505]
drivese.generator.B_g | output | T | [1.38963289]
drivese.generator.B_smax | output | T | [0.03752749]
drivese.generator.K_rad | output |  | [0.2184466]
drivese.generator.D_ratio | output |  | [0.]
drivese.generator.shaft_rpm | intermediate | rpm | [5. 5.07924716 5.15849432 5.23774149 5.31698865 5.39623581 5.47548297 5.55473013 5.6339773 5.71322446 5.79247162 5.87171878 5.95096595 6.03021311 6.10946027 6.18870743 6.26795459 6.34720176 6.42644892 6.50569608]
drivese.generator.eandm_efficiency | output |  | [0.98481402 0.98447591 0.9841354 0.98386039 0.98357422 0.98335123 0.9831099 0.98288745 0.98268223 0.98249272 0.98231755 0.98220128 0.98200534 0.98186611 0.98173685 0.98161668 0.98150481 0.98140052 0.98125375 0.98116232]
drivese.generator.Copper | output | kg | [13410.92434416]
drivese.generator.Iron | output | kg | [189952.19698425]
drivese.generator.mass_PM | output | kg | [43625.60079317]
drivese.generator.Structural_mass | output | kg | [127267.08652297]
drivese.generator.E | intermediate | Pa | [2.05e+11]
drivese.generator.G | intermediate | Pa | [8.e+10]
drivese.generator.v | output |  | [0.28125]
drivese.generator.P_mech | intermediate | W | [22815314.1859108]
drivese.generator.y_sh | intermediate | m | [0.00011232]
drivese.generator.theta_sh | intermediate | rad | [0.00018255]
drivese.generator.y_bd | intermediate | m | [0.00143064]
drivese.generator.theta_bd | intermediate | rad | [0.00032626]
drivese.generator.R_out | output | m | [5.30871922]
drivese.generator_stator_mass | output | kg | [243906.55901527]
drivese.generator_rotor_mass | output | kg | [130349.24962928]
drivese.generator_mass | output | kg | [374255.80864455]
drivese.pitch_mass | output | kg | [61670.54055842]
drivese.pitch_cost | output | USD | [0.]
drivese.pitch_I | output | kg*m**2 | [1541763.51396038 770881.75698019 770881.75698019 0. 0. 0. ]
drivese.hub_mass | output | kg | [32362.83094557]
drivese.hub_cost | output | USD | [16181.41547278]
drivese.hub_cm | output | m | [4.19043724]
drivese.hub_I | output | kg*m**2 | [539380.51575942 539380.51575942 539380.51575942 0. 0. 0. ]
drivese.spinner_mass | output | kg | [5593.13445121]
drivese.spinner_cost | output | kg | [9786.91876915]
drivese.spinner_cm | output | m | [5.]
drivese.spinner_I | output | kg*m**2 | [112794.87809936 112794.87809936 112794.87809936 0. 0. 0. ]
drivese.hub_shell.rho | intermediate | kg/m**3 | [7200.]
drivese.max_torque | output | N*m | [82973180.9742181]
drivese.hub_shell.Xy | intermediate | Pa | [2.65e+08]
drivese.hub_shell.metal_cost | intermediate | USD/kg | [0.5]
drivese.blade_root_diameter | intermediate | m | [5.]
drivese.rated_rpm | intermediate | rpm | [6.50569608]
drivese.blade_mass | intermediate | kg | [82202.84270091]
drivese.pitch_system.rho | intermediate | kg/m**3 | [7850.]
drivese.pitch_system.Xy | intermediate | Pa | [4.85e+08]
drivese.pitch_system.BRFM | intermediate | N*m | [-1.37166646e+08]
drivese.spinner_gust_ws | intermediate | m/s | [70.]
drivese.spinner.composite_Xt | intermediate | Pa | [38100000.]
drivese.spinner.composite_rho | intermediate | kg/m**3 | [1940.]
drivese.spinner.Xy | intermediate | Pa | [4.85e+08]
drivese.spinner.metal_rho | intermediate | kg/m**3 | [7850.]
drivese.spinner.composite_cost | intermediate | USD/kg | [1.87]
drivese.spinner.metal_cost | intermediate | USD/kg | [0.9]
drivese.lss_rho | output | kg/m**3 | [7850.]
drivese.bedplate_rho | output | kg/m**3 | [7850.]
drivese.s_lss | output | m | [0.3 0.8 1.3 2.3 3.3]
drivese.hub_system_mass | output | kg | [99626.50595519]
drivese.hub_system_cm | output | m | [4.23588693]
drivese.F_hub | intermediate | N | [[4723928.63933127] [ 13245.19282649] [ 49938.27962518]]
drivese.M_hub | intermediate | N*m | [[1.06018236e+08] [2.34016994e+06] [1.40987105e+07]]
drivese.s_mb1 | output | m | [1.3]
drivese.s_mb2 | output | m | [0.3]
drivese.generator_rotor_I | output | kg*m**2 | [1836783.84560065 972876.63394496 972876.63394496]
drivese.gearbox_mass | output | kg | [0.]
drivese.gearbox_I | output | kg*m**2 | [0. 0. 0.]
drivese.brake_mass | output | kg | [40856.75736848]
drivese.brake_I | output | kg*m**2 | [40039.62222111 20019.81111055 20019.81111055]
drivese.carrier_mass | output | kg | [0.]
drivese.carrier_I | output | kg*m**2 | [0. 0. 0.]
drivese.lss_E | output | Pa | [2.05e+11]
drivese.lss_G | output | Pa | [8.e+10]
drivese.lss_Xy | output | Pa | [4.85e+08]
drivese.H_bedplate | output | m | [4.74641375]
drivese.L_bedplate | output | m | [3.77676827]
drivese.R_generator | intermediate | m | [5.30871922]
drivese.generator_cm | intermediate | m | [1.225]
drivese.rho_fiberglass | intermediate | kg/m**3 | [1940.]
drivese.rho_castiron | intermediate | kg/m**3 | [7200.]
drivese.mb1_mass | intermediate | kg | [48092.00178654]
drivese.mb1_cm | intermediate | m | [1.3]
drivese.mb1_I | intermediate | kg*m**2 | [59002.87469186 29771.95485598 29771.95485598]
drivese.mb2_mass | intermediate | kg | [13479.28387693]
drivese.mb2_cm | intermediate | m | [0.3]
drivese.mb2_I | intermediate | kg*m**2 | [16537.39640651 8344.51917506 8344.51917506]
drivese.gearbox_cm | intermediate | m | [0.]
drivese.hss_mass | output | kg | [0.]
drivese.hss_cm | output | m | [0.]
drivese.hss_I | output | kg*m**2 | [0. 0. 0.]
drivese.brake_cm | output | m | [2.3]
drivese.generator_I | output | kg*m**2 | [5273732.11119801 2793301.32228595 2793301.32228595]
drivese.generator_stator_I | output | kg*m**2 | [3436948.26559736 1820424.68834099 1820424.68834099]
drivese.nose_mass | output | kg | [6732.59013628]
drivese.nose_cm | output | m | [0.65]
drivese.nose_I | output | kg*m**2 | [7439.51210058 4667.92916115 4667.92916115]
drivese.lss_mass | output | kg | [21455.50702769]
drivese.lss_cm | output | m | [1.8]
drivese.lss_I | output | kg*m**2 | [45163.84229329 38673.55141741 38673.55141741]
drivese.converter_mass | output | kg | [17435.1]
drivese.converter_cm | output | m | [0. 5.1 2.1]
drivese.converter_I | output | kg*m**2 | [51259.194 51259.194 51259.194]
drivese.transformer_mass | output | kg | [44040.]
drivese.transformer_cm | output | m | [ 0. -5.1 2.1]
drivese.transformer_I | output | kg*m**2 | [129477.6 129477.6 129477.6]
drivese.yaw_mass | output | kg | [28278.79434933]
drivese.yaw_cm | output | m | [0. 0. 0.]
drivese.yaw_I | output | kg*m**2 | [0. 0. 0.]
drivese.bedplate_mass | output | kg | [33954.33597653]
drivese.bedplate_cm | output | m | [-0.88533715 0. 2.40314516]
drivese.bedplate_I | output | kg*m**2 | [388100.94902959 426951.50388173 247988.45095814 0. 87515.58729723 0. ]
drivese.hvac_mass | output | kg | [13759.21246481]
drivese.hvac_cm | output | m | [1.225]
drivese.hvac_I | output | m | [218120.06330964 109060.03165482 109060.03165482]
drivese.platform_mass | output | kg | [41472.]
drivese.platform_cm | output | m | [0. 0. 0.]
drivese.platform_I | output | m | [497669.5296 497669.5296 995328. ]
drivese.cover_mass | output | kg | [18115.28091561]
drivese.cover_cm | output | m | [-0.18883841 0. 5.83959114]
drivese.cover_I | output | m | [1409.27009995 954.89434044 954.89434044]
drivese.x_bedplate | output | m | [ 0. -0.03844206 -0.15298565 -0.34129901 -0.59954862 -0.92247726 -1.30351103 -1.73489318 -2.20784203 -2.71272969 -3.2392781 -3.77676827]
drivese.constr_height | output | m | [4.74641375]
drivese.s_nose | output | m | [0. 0.15 0.3 0.8 1.3 ]
drivese.z_bedplate | output | m | [0. 0.67548511 1.33721928 1.97173153 2.56610501 3.10824 3.58710017 3.99293734 4.31748981 4.55415065 4.69810211 4.74641375]
drivese.x_bedplate_inner | output | m | [-3. -3.00790638 -3.03146457 -3.070195 -3.12330922 -3.18972598 -3.26809323 -3.35681564 -3.45408707 -3.55792736 -3.66622262 -3.77676827]
drivese.z_bedplate_inner | output | m | [0. 0.51893878 1.02731347 1.51477502 1.97140011 2.38789319 2.75577564 3.06755845 3.31689462 3.49870838 3.60929852 3.64641375]
drivese.x_bedplate_outer | output | m | [ 3. 2.93102227 2.72549327 2.38759697 1.92421198 1.34477147 0.66107117 -0.11297073 -0.96159699 -1.86753202 -2.81233359 -3.77676827]
drivese.z_bedplate_outer | output | m | [0. 0.83203143 1.6471251 2.42868805 3.16080991 3.8285868 4.41842471 4.91831623 5.31808501 5.60959292 5.78690569 5.84641375]
drivese.D_bedplate | output | m | [6. 5.94717584 5.79022711 5.53378083 5.1857657 4.75786351 4.26646632 3.73467992 3.19644643 2.70430582 2.33903815 2.2 ]
drivese.t_bedplate | output | m | [0.05 0.05 0.05 0.05 0.05 0.05 0.05 0.05 0.05 0.05 0.05 0.05]
drivese.mb1_max_defl_ang | intermediate | rad | [0.00872665]
drivese.mb2_max_defl_ang | intermediate | rad | [0.078]
drivese.s_stator | output | m | [0.15]
drivese.F_mb1 | output | N | [[ 4424321.54917681] [ 13245.19282649] [-2800632.77143602]]
drivese.F_mb2 | output | N | [[-0.] [-0.] [-0.]]
drivese.M_mb1 | output | N*m | [[-0.] [-0.] [-0.]]
drivese.M_mb2 | output | N*m | [[ -0. ] [ 3435882.40543674] [14073525.56414591]]
drivese.other_mass | output | kg | [163100.38772975]
drivese.bedplate_E | output | Pa | [2.05e+11]
drivese.bedplate_G | output | Pa | [8.e+10]
drivese.bedplate_Xy | output | Pa | [4.85e+08]
drivese.L_drive | output | m | [3.3]
drivese.shaft_start | output | m | [-3.77676827 0. 4.74641375]
drivese.blades_mass | intermediate | kg | [246608.52810272]
drivese.nacelle_mass | output | kg | [701926.67254674]
drivese.blades_cm | intermediate | m | [3.05658112]
drivese.nacelle_cm | output | m | [-3.80005681 -0.19330365 4.05893937]
drivese.nacelle_I_TT | output | kg*m**2 | [2.17312060e+07 3.09938138e+07 1.95071012e+07 8.72005017e+02 1.27538681e+07 2.84007068e+05]
drivese.yaw.rho | intermediate | kg/m**3 | [7850.]
fixedse.env.distLoads.windLoads_Px | intermediate | N/m | [ 0. 0. 0. 0. 0. 0. 0. 0. 0. 0. 0. 0. 0. 800.9660995 946.26847445 1044.50277861 1084.78056057 1121.07872497 1154.23090128]
fixedse.env.distLoads.windLoads_Py | intermediate | N/m | [0. 0. 0. 0. 0. 0. 0. 0. 0. 0. 0. 0. 0. 0. 0. 0. 0. 0. 0.]
fixedse.env.distLoads.windLoads_Pz | intermediate | N/m | [0. 0. 0. 0. 0. 0. 0. 0. 0. 0. 0. 0. 0. 0. 0. 0. 0. 0. 0.]
fixedse.env.distLoads.windLoads_qdyn | intermediate | N/m**2 | [ 0. 0. 0. 0. 0. 0. 0. 0. 0. 0. 0. 0. 0. 104.00639987 122.83079499 135.38456843 140.48708276 145.06226748 149.22138516]
fixedse.env.distLoads.windLoads_z | intermediate | m | [-50. -40. -30. -20. -18.33333333 -16.66666667 -15. -13.33333333 -11.66666667 -10. -6.66666667 -3.33333333 0. 3.33333333 6.66666667 10. 11.66666667 13.33333333 15. ]
fixedse.env.distLoads.windLoads_beta | intermediate | deg | [0.]
fixedse.env.distLoads.waveLoads_Px | intermediate | N/m | [ 0. 0. 0. 76069.22818689 76419.81487525 77475.80310771 79250.00595527 81764.21915156 85049.92502601 89149.36708317 100022.09247963 115010.75107985 135096.15327474 0. 0. 0. 0. 0. 0. ]
fixedse.env.distLoads.waveLoads_Py | intermediate | N/m | [0. 0. 0. 0. 0. 0. 0. 0. 0. 0. 0. 0. 0. 0. 0. 0. 0. 0. 0.]
fixedse.env.distLoads.waveLoads_Pz | intermediate | N/m | [0. 0. 0. 0. 0. 0. 0. 0. 0. 0. 0. 0. 0. 0. 0. 0. 0. 0. 0.]
fixedse.env.distLoads.waveLoads_qdyn | intermediate | N/m**2 | [ 0. 0. 0. 215074.03703686 198385.21636611 181824.40881455 165393.70619294 149096.63154741 132938.19513974 116924.97472565 85368.99861158 54517.47521521 24494.41918693 0. 0. 0. 0. 0. 0. ]
fixedse.env.distLoads.waveLoads_z | intermediate | m | [-50. -40. -30. -20. -18.33333333 -16.66666667 -15. -13.33333333 -11.66666667 -10. -6.66666667 -3.33333333 0. 3.33333333 6.66666667 10. 11.66666667 13.33333333 15. ]
fixedse.env.distLoads.waveLoads_beta | intermediate | deg | [0.]
fixedse.z_global | output | m | [-50. -40. -30. -20. -18.33333333 -16.66666667 -15. -13.33333333 -11.66666667 -10. -6.66666667 -3.33333333 0. 3.33333333 6.66666667 10. 11.66666667 13.33333333 15. ]
fixedse.env.waveLoads.U | intermediate | m/s | [0. 0. 0. 1.1006516 1.10542853 1.11980079 1.14389313 1.17791467 1.22216074 1.2770154 1.42055127 1.61351678 1.86262639 0. 0. 0. 0. 0. 0. ]
fixedse.env.waveLoads.A | intermediate | m/s**2 | [0. 0. 0. 0.7318093 0.73498543 0.74454136 0.76056005 0.78318055 0.8125992 0.84907136 0.94450655 1.07280687 1.23843669 0. 0. 0. 0. 0. 0. ]
fixedse.env.waveLoads.p | intermediate | N/m**2 | [ 0. 0. 0. 214453.17714555 197758.95559944 181181.75749242 164723.10430788 148385.54652143 132172.68573952 116089.20596202 84334.79108333 53183.21405341 22716.363445 0. 0. 0. 0. 0. 0. ]
fixedse.outer_diameter_full | output | m | [11. 11. 11. 11. 11. 11. 11. 11. 11. 11. 11. 11. 11. 11. 11. 11. 11. 11. 11.]
fixedse.env.Uref | intermediate | m/s | [20.82785313]
fixedse.wind_reference_height | intermediate | m | [166.]
fixedse.env.windLoads.U | intermediate | m/s | [ 0. 0. 0. 0. 0. 0. 0. 0. 0. 0. 0. 0. 0. 13.03097721 14.16121723 14.86728052 15.14485608 15.38948846 15.60854738]
fixedse.joint1 | output | m | [ 0. 0. -50.]
fixedse.joint2 | output | m | [ 0. 0. 15.]
fixedse.s_full | output | m | [0. 0.15384615 0.30769231 0.46153846 0.48717949 0.51282051 0.53846154 0.56410256 0.58974359 0.61538462 0.66666667 0.71794872 0.76923077 0.82051282 0.87179487 0.92307692 0.94871795 0.97435897 1. ]
fixedse.g2e.Px_global | intermediate | N/m | [ 0. 0. 0. 76069.22818689 76419.81487525 77475.80310771 79250.00595527 81764.21915156 85049.92502601 89149.36708317 100022.09247963 115010.75107985 135096.15327474 800.9660995 946.26847445 1044.50277861 1084.78056057 1121.07872497 1154.23090128]
fixedse.g2e.Py_global | intermediate | N/m | [0. 0. 0. 0. 0. 0. 0. 0. 0. 0. 0. 0. 0. 0. 0. 0. 0. 0. 0.]
fixedse.g2e.Pz_global | intermediate | N/m | [0. 0. 0. 0. 0. 0. 0. 0. 0. 0. 0. 0. 0. 0. 0. 0. 0. 0. 0.]
fixedse.g2e.qdyn_global | intermediate | Pa | [0.00000000e+00 0.00000000e+00 0.00000000e+00 2.15074037e+05 1.98385216e+05 1.81824409e+05 1.65393706e+05 1.49096632e+05 1.32938195e+05 1.16924975e+05 8.53689986e+04 5.45174752e+04 2.44944192e+04 1.04006400e+02 1.22830795e+02 1.35384568e+02 1.40487083e+02 1.45062267e+02 1.49221385e+02]
fixedse.lc:Px | intermediate | N/m | [0. 0. 0. 0. 0. 0. 0. 0. 0. 0. 0. 0. 0. 0. 0. 0. 0. 0. 0.]
fixedse.lc:Py | intermediate | N/m | [0. 0. 0. 0. 0. 0. 0. 0. 0. 0. 0. 0. 0. 0. 0. 0. 0. 0. 0.]
fixedse.lc:Pz | intermediate | N/m | [ 0. 0. 0. -76069.22818689 -76419.81487525 -77475.80310771 -79250.00595527 -81764.21915156 -85049.92502601 -89149.36708317 -100022.09247963 -115010.75107985 -135096.15327474 -800.9660995 -946.26847445 -1044.50277861 -1084.78056057 -1121.07872497 -1154.23090128]
fixedse.lc:qdyn | intermediate | Pa | [0.00000000e+00 0.00000000e+00 0.00000000e+00 2.15074037e+05 1.98385216e+05 1.81824409e+05 1.65393706e+05 1.49096632e+05 1.32938195e+05 1.16924975e+05 8.53689986e+04 5.45174752e+04 2.44944192e+04 1.04006400e+02 1.22830795e+02 1.35384568e+02 1.40487083e+02 1.45062267e+02 1.49221385e+02]
fixedse.member.gc.d | intermediate | m | [11. 11. 11. 11. 11. 11. 11.]
fixedse.member.gc.t | intermediate | m | [0.03388695 0.06799012 0.06666272 0.06330164 0.05908686 0.05584155]
fixedse.member.s | output |  | [0. 0.46153846 0.53846154 0.61538462 0.76923077 0.92307692 1. ]
fixedse.member.height | output | m | [65.]
fixedse.monopile_outer_diameter | output | m | [11. 11. 11. 11. 11. 11. 11.]
fixedse.monopile_wall_thickness | output | m | [0.03388695 0.06799012 0.06666272 0.06330164 0.05908686 0.05584155]
fixedse.member.E | output | Pa | [2.e+11 2.e+11 2.e+11 2.e+11 2.e+11 2.e+11]
fixedse.member.G | output | Pa | [7.93e+10 7.93e+10 7.93e+10 7.93e+10 7.93e+10 7.93e+10]
fixedse.member.sigma_y | output | Pa | [3.45e+08 3.45e+08 3.45e+08 3.45e+08 3.45e+08 3.45e+08]
fixedse.member.rho | output | kg/m**3 | [7800. 7800. 7800. 7800. 7800. 7800.]
fixedse.member.unit_cost | output | USD/kg | [0.7 0.7 0.7 0.7 0.7 0.7]
fixedse.member.outfitting_factor | output |  | [1.07 1.07 1.07 1.07 1.07 1.07]
fixedse.nodes_xyz | output | m | [[ 0. 0. -50. ] [ 0. 0. -40. ] [ 0. 0. -30. ] [ 0. 0. -20. ] [ 0. 0. -18.33333333] [ 0. 0. -16.66666667] [ 0. 0. -15. ] [ 0. 0. -13.33333333] [ 0. 0. -11.66666667] [ 0. 0. -10. ] [ 0. 0. -6.66666667] [ 0. 0. -3.33333333] [ 0. 0. 0. ] [ 0. 0. 3.33333333] [ 0. 0. 6.66666667] [ 0. 0. 10. ] [ 0. 0. 11.66666667] [ 0. 0. 13.33333333] [ 0. 0. 15. ]]
fixedse.z_full | output | m | [ 0. 10. 20. 30. 31.66666667 33.33333333 35. 36.66666667 38.33333333 40. 43.33333333 46.66666667 50. 53.33333333 56.66666667 60. 61.66666667 63.33333333 65. ]
fixedse.monopile_s | intermediate |  | [0. 0.46153846 0.53846154 0.61538462 0.76923077 0.92307692 1. ]
fixedse.s_const1 | output |  | [0.46153846]
fixedse.t_full | output | m | [0.03388695 0.03388695 0.03388695 0.06799012 0.06799012 0.06799012 0.06666272 0.06666272 0.06666272 0.06330164 0.06330164 0.06330164 0.05908686 0.05908686 0.05908686 0.05584155 0.05584155 0.05584155]
fixedse.E_full | output | Pa | [2.e+11 2.e+11 2.e+11 2.e+11 2.e+11 2.e+11 2.e+11 2.e+11 2.e+11 2.e+11 2.e+11 2.e+11 2.e+11 2.e+11 2.e+11 2.e+11 2.e+11 2.e+11]
fixedse.G_full | output | Pa | [7.93e+10 7.93e+10 7.93e+10 7.93e+10 7.93e+10 7.93e+10 7.93e+10 7.93e+10 7.93e+10 7.93e+10 7.93e+10 7.93e+10 7.93e+10 7.93e+10 7.93e+10 7.93e+10 7.93e+10 7.93e+10]
fixedse.sigma_y_full | output | Pa | [3.45e+08 3.45e+08 3.45e+08 3.45e+08 3.45e+08 3.45e+08 3.45e+08 3.45e+08 3.45e+08 3.45e+08 3.45e+08 3.45e+08 3.45e+08 3.45e+08 3.45e+08 3.45e+08 3.45e+08 3.45e+08]
fixedse.rho_full | output | kg/m**3 | [7800. 7800. 7800. 7800. 7800. 7800. 7800. 7800. 7800. 7800. 7800. 7800. 7800. 7800. 7800. 7800. 7800. 7800.]
fixedse.outfitting_full | output |  | [1.07 1.07 1.07 1.07 1.07 1.07 1.07 1.07 1.07 1.07 1.07 1.07 1.07 1.07 1.07 1.07 1.07 1.07]
fixedse.member.unit_cost_full | output | USD/kg | [0.7 0.7 0.7 0.7 0.7 0.7 0.7 0.7 0.7 0.7 0.7 0.7 0.7 0.7 0.7 0.7 0.7 0.7]
fixedse.mono.cylinder_mass | intermediate | kg | [916438.94395677]
fixedse.mono.cylinder_cost | intermediate | USD | [2369950.56534948]
fixedse.mono.cylinder_z_cg | intermediate | m | [36.69975729]
fixedse.mono.cylinder_I_base | intermediate | kg*m**2 | [1.53549358e+09 1.53549358e+09 2.74548282e+07 0.00000000e+00 0.00000000e+00 0.00000000e+00]
fixedse.tower_mass | intermediate | kg | [1643959.16114273]
fixedse.tower_cost | intermediate | USD | [4264060.72553156]
fixedse.monopile.z_soil | intermediate | N/m | [-30. -26.66666667 -23.33333333 -20. -16.66666667 -13.33333333 -10. -6.66666667 -3.33333333 -0. ]
fixedse.monopile.k_soil | intermediate | N/m | [[2.25650526e+10 5.88608222e+12 2.25650526e+10 5.88608222e+12 1.52133333e+10 1.24226667e+11] [2.04901053e+10 4.24064551e+12 2.04901053e+10 4.24064551e+12 1.40933333e+10 1.24226667e+11] [1.84151579e+10 2.94918412e+12 1.84151579e+10 2.94918412e+12 1.29733333e+10 1.24226667e+11] [1.63402105e+10 1.96745111e+12 1.63402105e+10 1.96745111e+12 1.18533333e+10 1.24226667e+11] [1.42652632e+10 1.25119959e+12 1.42652632e+10 1.25119959e+12 1.07333333e+10 1.24226667e+11] [1.21903158e+10 7.56182634e+11 1.21903158e+10 7.56182634e+11 9.61333333e+09 1.24226667e+11] [1.01153684e+10 4.38153333e+11 1.01153684e+10 4.38153333e+11 8.49333333e+09 1.24226667e+11] [8.04042105e+09 2.52864774e+11 8.04042105e+09 2.52864774e+11 7.37333333e+09 1.24226667e+11] [5.96547368e+09 1.56070041e+11 5.96547368e+09 1.56070041e+11 6.25333333e+09 1.24226667e+11] [3.89052632e+09 1.03522222e+11 3.89052632e+09 1.03522222e+11 5.13333333e+09 1.24226667e+11]]
fixedse.section_A | output | m**2 | [1.24916223 1.24916223 1.24916223 2.49850059 2.49850059 2.49850059 2.45001879 2.45001879 2.45001879 2.32720595 2.32720595 2.32720595 2.17309212 2.17309212 2.17309212 2.05434558 2.05434558 2.05434558]
fixedse.section_Asx | output | m**2 | [0.70983068 0.70983068 0.70983068 1.42176738 1.42176738 1.42176738 1.39410128 1.39410128 1.39410128 1.32403244 1.32403244 1.32403244 1.23613398 1.23613398 1.23613398 1.16842881 1.16842881 1.16842881]
fixedse.section_Asy | output | m**2 | [0.70983068 0.70983068 0.70983068 1.42176738 1.42176738 1.42176738 1.39410128 1.39410128 1.39410128 1.32403244 1.32403244 1.32403244 1.23613398 1.23613398 1.23613398 1.16842881 1.16842881 1.16842881]
fixedse.section_Ixx | output | kg*m**2 | [18.77752899 18.77752899 18.77752899 37.32555714 37.32555714 37.32555714 36.61011256 36.61011256 36.61011256 34.79620253 34.79620253 34.79620253 32.5168117 32.5168117 32.5168117 30.75810429 30.75810429 30.75810429]
fixedse.section_Iyy | output | kg*m**2 | [18.77752899 18.77752899 18.77752899 37.32555714 37.32555714 37.32555714 36.61011256 36.61011256 36.61011256 34.79620253 34.79620253 34.79620253 32.5168117 32.5168117 32.5168117 30.75810429 30.75810429 30.75810429]
fixedse.section_J0 | output | kg*m**2 | [37.55505798 37.55505798 37.55505798 74.65111429 74.65111429 74.65111429 73.22022511 73.22022511 73.22022511 69.59240505 69.59240505 69.59240505 65.03362341 65.03362341 65.03362341 61.51620857 61.51620857 61.51620857]
fixedse.section_rho | output | kg/m**3 | [7800. 7800. 7800. 7800. 7800. 7800. 7800. 7800. 7800. 7800. 7800. 7800. 7800. 7800. 7800. 7800. 7800. 7800.]
fixedse.section_E | output | Pa | [2.e+11 2.e+11 2.e+11 2.e+11 2.e+11 2.e+11 2.e+11 2.e+11 2.e+11 2.e+11 2.e+11 2.e+11 2.e+11 2.e+11 2.e+11 2.e+11 2.e+11 2.e+11]
fixedse.section_G | output | Pa | [7.93e+10 7.93e+10 7.93e+10 7.93e+10 7.93e+10 7.93e+10 7.93e+10 7.93e+10 7.93e+10 7.93e+10 7.93e+10 7.93e+10 7.93e+10 7.93e+10 7.93e+10 7.93e+10 7.93e+10 7.93e+10]
fixedse.qdyn | output | Pa | [[0.00000000e+00] [0.00000000e+00] [0.00000000e+00] [2.15074037e+05] [1.98385216e+05] [1.81824409e+05] [1.65393706e+05] [1.49096632e+05] [1.32938195e+05] [1.16924975e+05] [8.53689986e+04] [5.45174752e+04] [2.44944192e+04] [1.04006400e+02] [1.22830795e+02] [1.35384568e+02] [1.40487083e+02] [1.45062267e+02] [1.49221385e+02]]
fixedse.bending_height | output | m | [35.]
fixedse.tower_xyz | intermediate | m | [[ 0. 0. 15. ] [ 0. 0. 26.46060811] [ 0. 0. 37.92121622] [ 0. 0. 49.38182432] [ 0. 0. 65.75412162] [ 0. 0. 82.12641892] [ 0. 0. 98.49871622] [ 0. 0. 108.32209459] [ 0. 0. 118.14547297] [ 0. 0. 127.96885135] [ 0. 0. 138.77456757] [ 0. 0. 149.58028378] [ 0. 0. 160.386 ]]
fixedse.tower_A | intermediate | m**2 | [2.4448749 2.4448749 2.4448749 1.7211915 1.7211915 1.7211915 0.97602984 0.93538907 0.8947483 0.52063491 0.45035165 0.38006839]
fixedse.tower_Asx | intermediate | m**2 | [1.39116612 1.39116612 1.39116612 0.97857559 0.97857559 0.97857559 0.55448183 0.53141965 0.50835749 0.29569177 0.25580838 0.21592509]
fixedse.tower_Asy | intermediate | m**2 | [1.39116612 1.39116612 1.39116612 0.97857559 0.97857559 0.97857559 0.55448183 0.53141965 0.50835749 0.29569177 0.25580838 0.21592509]
fixedse.tower_Ixx | intermediate | kg*m**2 | [36.53418388 36.53418388 36.53418388 25.81269595 25.81269595 25.81269595 14.09703638 12.40839621 10.86029707 5.30730164 3.43502353 2.06471703]
fixedse.tower_Iyy | intermediate | kg*m**2 | [36.53418388 36.53418388 36.53418388 25.81269595 25.81269595 25.81269595 14.09703638 12.40839621 10.86029707 5.30730164 3.43502353 2.06471703]
fixedse.tower_J0 | intermediate | kg*m**2 | [73.06836775 73.06836775 73.06836775 51.62539191 51.62539191 51.62539191 28.19407277 24.81679242 21.72059414 10.61460327 6.87004705 4.12943406]
fixedse.tower_rho | intermediate | kg/m**3 | [7800. 7800. 7800. 7800. 7800. 7800. 7800. 7800. 7800. 7800. 7800. 7800.]
fixedse.tower_E | intermediate | Pa | [2.e+11 2.e+11 2.e+11 2.e+11 2.e+11 2.e+11 2.e+11 2.e+11 2.e+11 2.e+11 2.e+11 2.e+11]
fixedse.tower_G | intermediate | Pa | [7.93e+10 7.93e+10 7.93e+10 7.93e+10 7.93e+10 7.93e+10 7.93e+10 7.93e+10 7.93e+10 7.93e+10 7.93e+10 7.93e+10]
fixedse.tower_outer_diameter_full | intermediate | m | [11. 11. 11. 11. 11. 11. 11. 10.55241574 10.10483149 9.65724723 8.43816482 7.21908241 6. ]
fixedse.tower_t_full | intermediate | m | [0.0665219 0.0665219 0.0665219 0.04674686 0.04674686 0.04674686 0.0270118 0.0270118 0.0270118 0.01715083 0.01715083 0.01715083]
fixedse.tower_sigma_y_full | intermediate | Pa | [3.45e+08 3.45e+08 3.45e+08 3.45e+08 3.45e+08 3.45e+08 3.45e+08 3.45e+08 3.45e+08 3.45e+08 3.45e+08 3.45e+08]
fixedse.tower_qdyn | intermediate | Pa | [[149.22138516] [170.99882329] [186.42360704] [198.62105122] [212.75054448] [224.41147359] [234.41883415] [239.82875707] [244.87771568] [249.61701766] [254.52095067] [259.14271802] [263.51728927]]
fixedse.tower_bending_height | intermediate | m | [145.386]
fixedse.monopile.rna_F | intermediate | N | [[ 4692830.49305465] [ 13245.19282646] [-7339025.18873822]]
fixedse.monopile.rna_M | intermediate | N*m | [[-1525653.07758095] [-4286210.45000953] [13930628.04045356]]
fixedse.turbine_F | intermediate | N | [[ 4.69283049e+06] [ 1.32451928e+04] [-2.36889301e+07]]
fixedse.turbine_M | intermediate | N*m | [[-3.52101161e+06] [ 6.88069467e+08] [ 1.39306280e+07]]
fixedse.transition_piece_I | output | kg*m**2 | [1512500. 1512500. 3025000. 0. 0. 0.]
fixedse.gravity_foundation_I | output | kg*m**2 | [0. 0. 0. 0. 0. 0.]
fixedse.transition_piece_height | output | m | [15.]
fixedse.suctionpile_depth | output | m | [30.]
fixedse.turbine_mass | intermediate | kg | [2692120.86774738]
fixedse.turbine_cg | intermediate | m | [-2.71888055e+00 -5.04007794e-02 9.60990781e+01]
fixedse.turbine_I | intermediate | kg*m**2 | [3.42586094e+10 3.40291272e+10 4.38846144e+08 8.72005017e+02 7.89530073e+06 2.84007068e+05]
fixedse.rna_mass | intermediate | kg | [1048161.70660465]
fixedse.rna_I | intermediate | kg*m**2 | [6.41046445e+08 4.11564195e+08 3.91911400e+08 8.72005017e+02 7.89530073e+06 2.84007068e+05]
fixedse.rna_cg | intermediate | m | [-6.98323076 -0.12945044 4.62140362]
fixedse.Px | output | N/m | [[0.] [0.] [0.] [0.] [0.] [0.] [0.] [0.] [0.] [0.] [0.] [0.] [0.] [0.] [0.] [0.] [0.] [0.] [0.]]
fixedse.Py | output | N/m | [[0.] [0.] [0.] [0.] [0.] [0.] [0.] [0.] [0.] [0.] [0.] [0.] [0.] [0.] [0.] [0.] [0.] [0.] [0.]]
fixedse.Pz | output | N/m | [[ 0. ] [ 0. ] [ 0. ] [ -76069.22818689] [ -76419.81487525] [ -77475.80310771] [ -79250.00595527] [ -81764.21915156] [ -85049.92502601] [ -89149.36708317] [-100022.09247963] [-115010.75107985] [-135096.15327474] [ -800.9660995 ] [ -946.26847445] [ -1044.50277861] [ -1084.78056057] [ -1121.07872497] [ -1154.23090128]]
fixedse.tower_Px | intermediate | N/m | [[0.] [0.] [0.] [0.] [0.] [0.] [0.] [0.] [0.] [0.] [0.] [0.] [0.]]
fixedse.tower_Py | intermediate | N/m | [[0.] [0.] [0.] [0.] [0.] [0.] [0.] [0.] [0.] [0.] [0.] [0.] [0.]]
fixedse.tower_Pz | intermediate | N/m | [[-1154.23090128] [-1330.36755932] [-1457.86896875] [-1560.38926079] [-1681.0788755 ] [-1782.27606325] [-1870.28924025] [-1824.21176272] [-1772.93820355] [-1717.53132929] [-1510.40540236] [-1309.54623576] [-1110.8400215 ]]
fixedse.post.cylinder_Fz | intermediate | N | [[-35186580.34832004] [-34231104.05889075] [-32899085.11248614] [-32454767.09420737] [-32009288.63610147] [-31561475.2733414 ] [-31116304.54885832] [-30666348.88889755] [-30210300.48800884] [-29304812.5415105 ] [-28356653.32687877] [-27350621.90995796] [-26572330.13292222] [-26015385.67181614] [-25458039.37529121] [-25194390.04523496] [-24930677.5398379 ] [-24666907.73803137]]
fixedse.post.cylinder_Vx | intermediate | N | [[ -3107117.65431573] [-12897977.28018495] [-20687824.81589986] [ 4693268.98163245] [ 4693310.1393586 ] [ 4693352.45267746] [ 4693389.09887226] [ 4693435.01168595] [ 4693483.20794389] [ 4694244.40174259] [ 4694478.03190572] [ 4694751.06280133] [ 4694624.70729675] [ 4694101.25333226] [ 4694200.30702834] [ 4693513.65196653] [ 4693537.4879274 ] [ 4693561.0307168 ]]
fixedse.post.cylinder_Vy | intermediate | N | [[ -14842.96135414] [ -62085.02236602] [-102469.1238754 ] [ 13247.26012745] [ 13247.45793108] [ 13247.6619606 ] [ 13247.83961504] [ 13248.06235771] [ 13248.29683512] [ 13251.93441823] [ 13253.07977359] [ 13254.42398167] [ 13253.85047625] [ 13251.3517593 ] [ 13251.86135483] [ 13248.52912899] [ 13248.65373929] [ 13248.77749759]]
fixedse.post.cylinder_Mxx | intermediate | N*m | [[ -131577.18215674] [-1047134.40428042] [-2995876.36777991] [-3876685.11826316] [-3854060.93582234] [-3831398.37176602] [-3808698.45198878] [-3785962.3713791 ] [-3763191.79034011] [-3717537.2062322 ] [-3671753.54350107] [-3625856.4547751 ] [-3579856.55376163] [-3533746.66782198] [-3487520.82372905] [-3464371.56010492] [-3441194.11875441] [-3417989.46685948]]
fixedse.post.cylinder_Myy | intermediate | N*m | [[2.79442956e+07] [2.20848793e+08] [6.24150956e+08] [8.06268814e+08] [7.98331206e+08] [7.90385682e+08] [7.82432476e+08] [7.74471891e+08] [7.66504307e+08] [7.50546117e+08] [7.34562219e+08] [7.18556097e+08] [7.02530088e+08] [6.86483073e+08] [6.70414028e+08] [6.62372739e+08] [6.54326214e+08] [6.46274678e+08]]
fixedse.post.cylinder_Mzz | intermediate | N*m | [[ 1500045.59878358] [ 3626001.19581748] [ 7264958.74959524] [13932941.56442058] [13932910.31404416] [13932878.98219084] [13932891.41234973] [13932859.48265392] [13932827.20990921] [13932908.84901245] [13932840.47588726] [13932768.88138661] [13932839.3804112 ] [13932776.44461631] [13932731.40820226] [13932805.33309802] [13932782.78106535] [13932760.22370178]]
fixedse.post_monopile_tower.z_full | intermediate | m | [-50. -40. -30. -20. -18.33333333 -16.66666667 -15. -13.33333333 -11.66666667 -10. -6.66666667 -3.33333333 0. 3.33333333 6.66666667 10. 11.66666667 13.33333333 15. 26.46060811 37.92121622 49.38182432 65.75412162 82.12641892 98.49871622 108.32209459 118.14547297 127.96885135 138.77456757 149.58028378 160.386 ]
fixedse.post_monopile_tower.outer_diameter_full | intermediate | m | [11. 11. 11. 11. 11. 11. 11. 11. 11. 11. 11. 11. 11. 11. 11. 11. 11. 11. 11. 11. 11. 11. 11. 11. 11. 10.55241574 10.10483149 9.65724723 8.43816482 7.21908241 6. ]
fixedse.post_monopile_tower.t_full | intermediate | m | [0.03388695 0.03388695 0.03388695 0.06799012 0.06799012 0.06799012 0.06666272 0.06666272 0.06666272 0.06330164 0.06330164 0.06330164 0.05908686 0.05908686 0.05908686 0.05584155 0.05584155 0.05584155 0.0665219 0.0665219 0.0665219 0.04674686 0.04674686 0.04674686 0.0270118 0.0270118 0.0270118 0.01715083 0.01715083 0.01715083]
fixedse.post_monopile_tower.bending_height | intermediate | m | [180.386]
fixedse.post_monopile_tower.E_full | intermediate | Pa | [2.e+11 2.e+11 2.e+11 2.e+11 2.e+11 2.e+11 2.e+11 2.e+11 2.e+11 2.e+11 2.e+11 2.e+11 2.e+11 2.e+11 2.e+11 2.e+11 2.e+11 2.e+11 2.e+11 2.e+11 2.e+11 2.e+11 2.e+11 2.e+11 2.e+11 2.e+11 2.e+11 2.e+11 2.e+11 2.e+11]
fixedse.post_monopile_tower.G_full | intermediate | Pa | [7.93e+10 7.93e+10 7.93e+10 7.93e+10 7.93e+10 7.93e+10 7.93e+10 7.93e+10 7.93e+10 7.93e+10 7.93e+10 7.93e+10 7.93e+10 7.93e+10 7.93e+10 7.93e+10 7.93e+10 7.93e+10 7.93e+10 7.93e+10 7.93e+10 7.93e+10 7.93e+10 7.93e+10 7.93e+10 7.93e+10 7.93e+10 7.93e+10 7.93e+10 7.93e+10]
fixedse.post_monopile_tower.rho_full | intermediate | kg/m**3 | [7800. 7800. 7800. 7800. 7800. 7800. 7800. 7800. 7800. 7800. 7800. 7800. 7800. 7800. 7800. 7800. 7800. 7800. 7800. 7800. 7800. 7800. 7800. 7800. 7800. 7800. 7800. 7800. 7800. 7800.]
fixedse.post_monopile_tower.sigma_y_full | intermediate | Pa | [3.45e+08 3.45e+08 3.45e+08 3.45e+08 3.45e+08 3.45e+08 3.45e+08 3.45e+08 3.45e+08 3.45e+08 3.45e+08 3.45e+08 3.45e+08 3.45e+08 3.45e+08 3.45e+08 3.45e+08 3.45e+08 3.45e+08 3.45e+08 3.45e+08 3.45e+08 3.45e+08 3.45e+08 3.45e+08 3.45e+08 3.45e+08 3.45e+08 3.45e+08 3.45e+08]
fixedse.post_monopile_tower.section_A | intermediate | m**2 | [1.24916223 1.24916223 1.24916223 2.49850059 2.49850059 2.49850059 2.45001879 2.45001879 2.45001879 2.32720595 2.32720595 2.32720595 2.17309212 2.17309212 2.17309212 2.05434558 2.05434558 2.05434558 2.4448749 2.4448749 2.4448749 1.7211915 1.7211915 1.7211915 0.97602984 0.93538907 0.8947483 0.52063491 0.45035165 0.38006839]
fixedse.post_monopile_tower.section_Asx | intermediate | m**2 | [0.70983068 0.70983068 0.70983068 1.42176738 1.42176738 1.42176738 1.39410128 1.39410128 1.39410128 1.32403244 1.32403244 1.32403244 1.23613398 1.23613398 1.23613398 1.16842881 1.16842881 1.16842881 1.39116612 1.39116612 1.39116612 0.97857559 0.97857559 0.97857559 0.55448183 0.53141965 0.50835749 0.29569177 0.25580838 0.21592509]
fixedse.post_monopile_tower.section_Asy | intermediate | m**2 | [0.70983068 0.70983068 0.70983068 1.42176738 1.42176738 1.42176738 1.39410128 1.39410128 1.39410128 1.32403244 1.32403244 1.32403244 1.23613398 1.23613398 1.23613398 1.16842881 1.16842881 1.16842881 1.39116612 1.39116612 1.39116612 0.97857559 0.97857559 0.97857559 0.55448183 0.53141965 0.50835749 0.29569177 0.25580838 0.21592509]
fixedse.post_monopile_tower.section_Ixx | intermediate | kg*m**2 | [18.77752899 18.77752899 18.77752899 37.32555714 37.32555714 37.32555714 36.61011256 36.61011256 36.61011256 34.79620253 34.79620253 34.79620253 32.5168117 32.5168117 32.5168117 30.75810429 30.75810429 30.75810429 36.53418388 36.53418388 36.53418388 25.81269595 25.81269595 25.81269595 14.09703638 12.40839621 10.86029707 5.30730164 3.43502353 2.06471703]
fixedse.post_monopile_tower.section_Iyy | intermediate | kg*m**2 | [18.77752899 18.77752899 18.77752899 37.32555714 37.32555714 37.32555714 36.61011256 36.61011256 36.61011256 34.79620253 34.79620253 34.79620253 32.5168117 32.5168117 32.5168117 30.75810429 30.75810429 30.75810429 36.53418388 36.53418388 36.53418388 25.81269595 25.81269595 25.81269595 14.09703638 12.40839621 10.86029707 5.30730164 3.43502353 2.06471703]
fixedse.post_monopile_tower.section_J0 | intermediate | kg*m**2 | [37.55505798 37.55505798 37.55505798 74.65111429 74.65111429 74.65111429 73.22022511 73.22022511 73.22022511 69.59240505 69.59240505 69.59240505 65.03362341 65.03362341 65.03362341 61.51620857 61.51620857 61.51620857 73.06836775 73.06836775 73.06836775 51.62539191 51.62539191 51.62539191 28.19407277 24.81679242 21.72059414 10.61460327 6.87004705 4.12943406]
fixedse.post_monopile_tower.cylinder_Fz | intermediate | N | [[-3.51865803e+07] [-3.42311041e+07] [-3.28990851e+07] [-3.24547671e+07] [-3.20092886e+07] [-3.15614753e+07] [-3.11163045e+07] [-3.06663489e+07] [-3.02103005e+07] [-2.93048125e+07] [-2.83566533e+07] [-2.73506219e+07] [-2.65723301e+07] [-2.60153857e+07] [-2.54580394e+07] [-2.51943900e+07] [-2.49306775e+07] [-2.46669077e+07] [-2.15299654e+07] [-1.93726568e+07] [-1.72136257e+07] [-1.50337051e+07] [-1.28519756e+07] [-1.06684478e+07] [-9.91731370e+06] [-9.19651251e+06] [-8.50672147e+06] [-8.05773512e+06] [-7.66824369e+06] [-1.43481884e-08]]
fixedse.post_monopile_tower.cylinder_Vx | intermediate | N | [[-3.10711765e+06] [-1.28979773e+07] [-2.06878248e+07] [ 4.69326898e+06] [ 4.69331014e+06] [ 4.69335245e+06] [ 4.69338910e+06] [ 4.69343501e+06] [ 4.69348321e+06] [ 4.69424440e+06] [ 4.69447803e+06] [ 4.69475106e+06] [ 4.69462471e+06] [ 4.69410125e+06] [ 4.69420031e+06] [ 4.69351365e+06] [ 4.69353749e+06] [ 4.69356103e+06] [ 4.69941970e+06] [ 4.70042137e+06] [ 4.70133420e+06] [ 4.70264731e+06] [ 4.70404061e+06] [ 4.70516184e+06] [ 4.69739784e+06] [ 4.69747601e+06] [ 4.69749175e+06] [ 4.69603782e+06] [ 4.69573274e+06] [ 2.43100247e+03]]
fixedse.post_monopile_tower.cylinder_Vy | intermediate | N | [[-1.48429614e+04] [-6.20850224e+04] [-1.02469124e+05] [ 1.32472601e+04] [ 1.32474579e+04] [ 1.32476620e+04] [ 1.32478396e+04] [ 1.32480624e+04] [ 1.32482968e+04] [ 1.32519344e+04] [ 1.32530798e+04] [ 1.32544240e+04] [ 1.32538505e+04] [ 1.32513518e+04] [ 1.32518614e+04] [ 1.32485291e+04] [ 1.32486537e+04] [ 1.32487775e+04] [ 1.32778187e+04] [ 1.32833410e+04] [ 1.32886181e+04] [ 1.32966003e+04] [ 1.33060062e+04] [ 1.33146316e+04] [ 1.32719543e+04] [ 1.32737112e+04] [ 1.32753687e+04] [ 1.32678884e+04] [ 1.32691324e+04] [ 2.21674028e+01]]
fixedse.post_monopile_tower.cylinder_Mxx | intermediate | N*m | [[-1.31577182e+05] [-1.04713440e+06] [-2.99587637e+06] [-3.87668512e+06] [-3.85406094e+06] [-3.83139837e+06] [-3.80869845e+06] [-3.78596237e+06] [-3.76319179e+06] [-3.71753721e+06] [-3.67175354e+06] [-3.62585645e+06] [-3.57985655e+06] [-3.53374667e+06] [-3.48752082e+06] [-3.46437156e+06] [-3.44119412e+06] [-3.41798947e+06] [-3.25798294e+06] [-3.09745756e+06] [-2.93672793e+06] [-2.70659057e+06] [-2.47601406e+06] [-2.24577647e+06] [-2.10818792e+06] [-1.97036933e+06] [-1.83235574e+06] [-1.67994649e+06] [-1.52613583e+06] [-8.75675967e-04]]
fixedse.post_monopile_tower.cylinder_Myy | intermediate | N*m | [[ 2.79442956e+07] [ 2.20848793e+08] [ 6.24150956e+08] [ 8.06268814e+08] [ 7.98331206e+08] [ 7.90385682e+08] [ 7.82432476e+08] [ 7.74471891e+08] [ 7.66504307e+08] [ 7.50546117e+08] [ 7.34562219e+08] [ 7.18556097e+08] [ 7.02530088e+08] [ 6.86483073e+08] [ 6.70414028e+08] [ 6.62372739e+08] [ 6.54326214e+08] [ 6.46274678e+08] [ 5.90834099e+08] [ 5.35314775e+08] [ 4.79783030e+08] [ 4.00413829e+08] [ 3.21051845e+08] [ 2.41842661e+08] [ 1.94467722e+08] [ 1.47112965e+08] [ 9.97930143e+07] [ 4.77713115e+07] [-4.23369663e+06] [ 9.60315761e-02]]
fixedse.post_monopile_tower.cylinder_Mzz | intermediate | N*m | [[ 1500045.59878358] [ 3626001.19581748] [ 7264958.74959524] [13932941.56442058] [13932910.31404416] [13932878.98219084] [13932891.41234973] [13932859.48265392] [13932827.20990921] [13932908.84901245] [13932840.47588726] [13932768.88138661] [13932839.3804112 ] [13932776.44461631] [13932731.40820226] [13932805.33309802] [13932782.78106535] [13932760.22370178] [13932330.16243549] [13932175.19044359] [13932020.15008831] [13932385.13624431] [13932162.59444615] [13931939.87509479] [13932548.4573637 ] [13932490.80231171] [13932433.86705885] [13933498.926426 ] [13933771.85361668] [ 0. ]]
fixedse.post_monopile_tower.qdyn | intermediate | Pa | [[0.00000000e+00] [0.00000000e+00] [0.00000000e+00] [2.15074037e+05] [1.98385216e+05] [1.81824409e+05] [1.65393706e+05] [1.49096632e+05] [1.32938195e+05] [1.16924975e+05] [8.53689986e+04] [5.45174752e+04] [2.44944192e+04] [1.04006400e+02] [1.22830795e+02] [1.35384568e+02] [1.40487083e+02] [1.45062267e+02] [1.49221385e+02] [1.70998823e+02] [1.86423607e+02] [1.98621051e+02] [2.12750544e+02] [2.24411474e+02] [2.34418834e+02] [2.39828757e+02] [2.44877716e+02] [2.49617018e+02] [2.54520951e+02] [2.59142718e+02] [2.63517289e+02]]
fixedse.monopile_height | intermediate | m | [65.]
fixedse.tower_foundation_height | intermediate | m | [15.]
fixedse.monopile_foundation_height | intermediate | m | [-50.]
fixedse.soil.d0 | intermediate | m | [11.]
rotorse.r | intermediate | m | [ 5. 9.63601566 14.27203031 18.90804595 23.5440618 28.18007696 32.81609163 37.45210674 42.08812293 46.72413792 51.36015307 55.99616874 60.63218335 65.26819902 69.9042149 74.54023024 79.17624496 83.81226082 88.4482756 93.0842909 97.72030656 102.35632155 106.9923365 111.62835247 116.26436815 120.90038327 125.5363991 130.17241384 134.80842876 139.44444444] | radial locations where blade is defined (should be increasing and not go all the way to hub or tip)
rotorse.chord | intermediate | m | [5. 5. 5.00260989 5.2480683 5.68201728 6.23616503 6.72749243 7. 7. 7. 6.98183684 6.87665127 6.68776951 6.4039089 6.04770743 5.69841438 5.41172253 5.15989218 4.90713585 4.65624341 4.39302948 4.10244436 3.84568831 3.62340492 3.39079802 3.13728849 2.90194672 2.65905396 2.40367374 1.19 ] | chord length at each section
rotorse.ccblade.theta_in | intermediate | rad | [ 0. 0.71108204 0.71010059 0.62110926 0.48126332 0.35494216 0.26821741 0.21192099 0.18140141 0.15852501 0.13658278 0.11252435 0.08642306 0.06482777 0.04778457 0.03510491 0.02572079 0.01779535 0.00639055 -0.0069435 -0.01885381 -0.02725267 -0.03545553 -0.04197126 -0.04408781 -0.04456735 -0.04574229 -0.04908141 -0.05272335 -0.06340223] | twist angle at each section (positive decreases angle of attack)
rotorse.airfoils_cl | intermediate |  | [[[[-3.25260652e-19]] [[ 3.46944695e-18]] [[-1.38777878e-17]] ... [[ 3.38271078e-17]] [[-1.73472348e-18]] [[-3.57786717e-18]]] [[[-3.25260652e-19]] [[ 3.46944695e-18]] [[-1.38777878e-17]] ... [[ 3.38271078e-17]] [[-1.73472348e-18]] [[-3.57786717e-18]]] [[[ 2.73078505e-06]] [[ 2.98091593e-03]] [[ 6.06291339e-03]] ... [[-6.92034637e-03]] [[-3.91267001e-03]] [[ 2.73078505e-06]]] ... [[[ 9.21676640e-03]] [[ 2.51471281e-01]] [[ 4.27156974e-01]] ... [[-3.71288339e-01]] [[-2.06675555e-01]] [[ 9.21676640e-03]]] [[[ 3.09216345e-03]] [[ 2.32480415e-01]] [[ 4.50210209e-01]] ... [[-4.32384247e-01]] [[-2.18147196e-01]] [[ 3.09218622e-03]]] [[[-1.53642952e-08]] [[ 2.24280087e-01]] [[ 4.60935912e-01]] ... [[-4.60935912e-01]] [[-2.24280087e-01]] [[ 1.53642952e-08]]]] | lift coefficients, spanwise
rotorse.airfoils_cd | intermediate |  | [[[[0.5 ]] [[0.5 ]] [[0.5 ]] ... [[0.5 ]] [[0.5 ]] [[0.5 ]]] [[[0.5 ]] [[0.5 ]] [[0.5 ]] ... [[0.5 ]] [[0.5 ]] [[0.5 ]]] [[[0.49137702]] [[0.49043419]] [[0.48892981]] ... [[0.48965496]] [[0.49070562]] [[0.49137702]]] ... [[[0.0181314 ]] [[0.02483905]] [[0.04066577]] ... [[0.040122 ]] [[0.02443972]] [[0.0181314 ]]] [[[0.01948591]] [[0.02537717]] [[0.04093476]] ... [[0.04032334]] [[0.02497146]] [[0.01948591]]] [[[0.0198 ]] [[0.02572598]] [[0.04114402]] ... [[0.04047996]] [[0.02538511]] [[0.0198 ]]]] | drag coefficients, spanwise
rotorse.airfoils_cm | intermediate |  | [[[[-4.06575815e-20]] [[-3.90312782e-18]] [[ 8.67361738e-19]] ... [[-1.73472348e-18]] [[ 3.03576608e-18]] [[-3.38813179e-21]]] [[[-4.06575815e-20]] [[-3.90312782e-18]] [[ 8.67361738e-19]] ... [[-1.73472348e-18]] [[ 3.03576608e-18]] [[-3.38813179e-21]]] [[[ 4.36640486e-06]] [[ 1.62642880e-03]] [[ 3.08066092e-03]] ... [[-3.62633011e-03]] [[-1.91565467e-03]] [[ 4.36640486e-06]]] ... [[[ 2.63288849e-05]] [[ 1.38197125e-01]] [[ 2.18248197e-01]] ... [[-2.19142237e-01]] [[-1.37131107e-01]] [[ 2.63288849e-05]]] [[[ 8.41607132e-06]] [[ 1.20935538e-01]] [[ 2.27726470e-01]] ... [[-2.27946656e-01]] [[-1.20522643e-01]] [[ 8.42749206e-06]]] [[[-7.71299959e-09]] [[ 1.12680187e-01]] [[ 2.31783829e-01]] ... [[-2.31710912e-01]] [[-1.12584318e-01]] [[ 7.70271561e-09]]]] | moment coefficients, spanwise
rotorse.Rhub | intermediate | m | [5.] | hub radius
rotorse.Rtip | intermediate | m | [139.44444444] | tip radius
rotorse.ccblade.rthick | intermediate |  | [1. 1. 0.99101587 0.43258416 0.4 0.4 0.39394548 0.35 0.35 0.35 0.35 0.34702777 0.30061553 0.3 0.3 0.3 0.3 0.3 0.26396806 0.25 0.25 0.25 0.25 0.25 0.23767926 0.21 0.21 0.21 0.17698155 0.17 ] | 1D array of the relative thicknesses of the blade defined along span.
rotorse.precurve | intermediate | m | [0. 0. 0. 0. 0. 0. 0. 0. 0. 0. 0. 0. 0. 0. 0. 0. 0. 0. 0. 0. 0. 0. 0. 0. 0. 0. 0. 0. 0. 0.] | precurve at each section
rotorse.precurveTip | intermediate | m | [0.] | precurve at tip
rotorse.presweep | intermediate | m | [0. 0. 0. 0. 0. 0. 0. 0. 0. 0. 0. 0. 0. 0. 0. 0. 0. 0. 0. 0. 0. 0. 0. 0. 0. 0. 0. 0. 0. 0.] | presweep at each section
rotorse.presweepTip | intermediate | m | [0.] | presweep at tip
rotorse.hub_height | intermediate | m | [166.] | hub height
rotorse.rc.blade_length | intermediate | m | [134.44444444] | blade length
rotorse.rc.s | intermediate |  | [0. 0.03448276 0.06896552 0.10344828 0.13793103 0.17241379 0.20689655 0.24137931 0.27586207 0.31034483 0.34482759 0.37931034 0.4137931 0.44827586 0.48275862 0.51724138 0.55172414 0.5862069 0.62068966 0.65517241 0.68965517 0.72413793 0.75862069 0.79310345 0.82758621 0.86206897 0.89655172 0.93103448 0.96551724 1. ] | blade nondimensional span location
rotorse.rc.chord | intermediate | m | [5. 5. 5.00260989 5.2480683 5.68201728 6.23616503 6.72749243 7. 7. 7. 6.98183684 6.87665127 6.68776951 6.4039089 6.04770743 5.69841438 5.41172253 5.15989218 4.90713585 4.65624341 4.39302948 4.10244436 3.84568831 3.62340492 3.39079802 3.13728849 2.90194672 2.65905396 2.40367374 1.19 ] | Chord distribution
rotorse.rc.coord_xy_interp | intermediate |  | [[[ 1.00000000e+00 4.33680869e-19] [ 9.99310113e-01 -2.24586628e-02] [ 9.97715675e-01 -4.48159779e-02] ... [ 9.97767307e-01 4.41944433e-02] [ 9.99327246e-01 2.21465777e-02] [ 1.00000000e+00 -6.93889390e-18]] [[ 1.00000000e+00 4.33680869e-19] [ 9.99310113e-01 -2.24586628e-02] [ 9.97715675e-01 -4.48159779e-02] ... [ 9.97767307e-01 4.41944433e-02] [ 9.99327246e-01 2.21465777e-02] [ 1.00000000e+00 -6.93889390e-18]] [[ 1.00000000e+00 -1.56104353e-04] [ 9.98960339e-01 -2.19985674e-02] [ 9.97044546e-01 -4.37023034e-02] ... [ 9.97159777e-01 4.35554803e-02] [ 9.99009420e-01 2.19216886e-02] [ 1.00000000e+00 1.51000341e-04]] ... [[ 1.00000000e+00 -1.85825746e-03] [ 9.76833665e-01 1.35723908e-03] [ 9.53606753e-01 3.82309105e-03] ... [ 9.54692392e-01 1.46317490e-02] [ 9.77407565e-01 8.41049825e-03] [ 1.00000000e+00 2.01974332e-03]] [[ 1.00000000e+00 -1.64330792e-03] [ 9.76390332e-01 1.07534451e-03] [ 9.52741801e-01 3.14102139e-03] ... [ 9.53634224e-01 1.27279592e-02] [ 9.76861871e-01 7.26970573e-03] [ 1.00000000e+00 1.65190981e-03]] [[ 1.00000000e+00 -1.59933238e-03] [ 9.76316764e-01 1.06223114e-03] [ 9.52601299e-01 3.08357338e-03] ... [ 9.53511819e-01 1.19996935e-02] [ 9.76793838e-01 6.84560730e-03] [ 1.00000000e+00 1.54000107e-03]]] | 3D array of the non-dimensional x and y airfoil coordinates of the airfoils interpolated along span for n_span stations.
rotorse.rc.web_start_nd | intermediate |  | [[0.2499926 0.1368214 0.13751749 0.29676994 0.31981814 0.32968637 0.33708454 0.34881495 0.35153107 0.35356236 0.35556215 0.35847587 0.36715202 0.3699551 0.37279062 0.37544455 0.37771572 0.37982303 0.38431377 0.38755457 0.39036295 0.39352415 0.39670157 0.39973275 0.40320784 0.40755094 0.41197265 0.41743936 0.42692007 0.35715799] [0.2499926 0.1368214 0.13751749 0.23557748 0.26344878 0.27908874 0.29035534 0.30295755 0.30572113 0.30778129 0.30969155 0.31184458 0.31817232 0.31880868 0.31861739 0.31793057 0.31712122 0.31624178 0.31693284 0.31629895 0.31483642 0.31262488 0.31037028 0.30806863 0.30484625 0.30028923 0.29595716 0.29074139 0.28534718 0.35715799]] | 2D array of the non-dimensional start point defined along the outer profile of a web. The TE suction side is 0, the TE pressure side is 1. The first dimension represents each web, the second dimension represents each entry along blade span.
rotorse.rc.web_end_nd | intermediate |  | [[0.75000794 0.6368333 0.63647629 0.58716136 0.59902201 0.61289319 0.62211685 0.62496335 0.6271774 0.6288237 0.63033343 0.63136144 0.62706134 0.62722927 0.62675997 0.62586425 0.62490021 0.62388768 0.61822155 0.61521292 0.61366743 0.61136421 0.60900588 0.60659918 0.60155781 0.59355618 0.58906137 0.58364236 0.57395057 0.64666483] [0.75000794 0.6368333 0.63647629 0.64768629 0.65525077 0.66341363 0.6687569 0.67079612 0.67289746 0.67447074 0.67603861 0.6777789 0.675742 0.67807813 0.68061878 0.68304647 0.68513748 0.68709363 0.68572334 0.68687327 0.68973104 0.69291566 0.69611583 0.69916033 0.70103972 0.70220928 0.70661992 0.71210978 0.71731641 0.64666483]] | 2D array of the non-dimensional end point defined along the outer profile of a web. The TE suction side is 0, the TE pressure side is 1. The first dimension represents each web, the second dimension represents each entry along blade span.
rotorse.rc.layer_thickness | intermediate | m | [[0.0005 0.0005 0.0005 0.0005 0.0005 0.0005 0.0005 0.0005 0.0005 0.0005 0.0005 0.0005 0.0005 0.0005 0.0005 0.0005 0.0005 0.0005 0.0005 0.0005 0.0005 0.0005 0.0005 0.0005 0.0005 0.0005 0.0005 0.0005 0.0005 0.0005 ] [0.05 0.04081969 0.03226966 0.02415612 0.01564759 0.00867322 0.00473378 0.00312627 0.00227767 0.00203461 0.00200053 0.00200002 0.002 0.002 0.002 0.002 0.002 0.002 0.002 0.002 0.002 0.002 0.002 0.002 0.00180323 0.00131224 0.00104021 0.00100135 0.001 0.001 ] [0.0001 0.00438147 0.0150519 0.03035182 0.04746369 0.06362935 0.07611578 0.08317021 0.08937909 0.09450151 0.09777677 0.09841932 0.09739565 0.09512692 0.09226371 0.08925432 0.08635675 0.0832791 0.07972353 0.07549254 0.0699988 0.06112214 0.04860463 0.03545513 0.02466062 0.01776472 0.01194345 0.00691416 0.00324837 0.001 ] [0.0001 0.00438147 0.0150519 0.03035182 0.04746369 0.06362935 0.07611578 0.08317021 0.08937909 0.09450151 0.09777677 0.09841932 0.09739565 0.09512692 0.09226371 0.08925432 0.08635675 0.0832791 0.07972353 0.07549254 0.0699988 0.06112214 0.04860463 0.03545513 0.02466062 0.01776472 0.01194345 0.00691416 0.00324837 0.001 ] [0. 0. 0. 0.00299507 0.00294581 0.00289655 0.00284729 0.00279803 0.00274877 0.00269951 0.00265025 0.00260099 0.00255172 0.00250246 0.0024532 0.00240394 0.00235468 0.00230542 0.00225616 0.0022069 0.00215764 0.00210837 0.00205911 0.00200985 0. 0. 0. 0. 0. 0. ] [0. 0. 0. 0.0151551 0.02659419 0.03838054 0.04863375 0.05706524 0.06593926 0.07399829 0.07952219 0.08035564 0.07552905 0.06548829 0.05371052 0.04289912 0.03358001 0.02375535 0.01434111 0.00715383 0.00416067 0.00301727 0.0021994 0.00162397 0. 0. 0. 0. 0. 0. ] [0. 0. 0. 0.0151551 0.02659419 0.03838054 0.04863375 0.05706524 0.06593926 0.07399829 0.07952219 0.08035564 0.07552905 0.06548829 0.05371052 0.04289912 0.03358001 0.02375535 0.01434111 0.00715383 0.00416067 0.00301727 0.0021994 0.00162397 0. 0. 0. 0. 0. 0. ] [0. 0. 0. 0.05972906 0.0570197 0.05431034 0.05160099 0.04889163 0.04618227 0.04347291 0.04076355 0.03805419 0.03534483 0.03263547 0.02992611 0.02721675 0.02450739 0.02179803 0.01908867 0.01637931 0.01366995 0.01096059 0.00825123 0.00554187 0. 0. 0. 0. 0. 0. ] [0. 0. 0. 0.05972906 0.0570197 0.05431034 0.05160099 0.04889163 0.04618227 0.04347291 0.04076355 0.03805419 0.03534483 0.03263547 0.02992611 0.02721675 0.02450739 0.02179803 0.01908867 0.01637931 0.01366995 0.01096059 0.00825123 0.00554187 0. 0. 0. 0. 0. 0. ] [0. 0. 0. 0.05972906 0.0570197 0.05431034 0.05160099 0.04889163 0.04618227 0.04347291 0.04076355 0.03805419 0.03534483 0.03263547 0.02992611 0.02721675 0.02450739 0.02179803 0.01908867 0.01637931 0.01366995 0.01096059 0.00825123 0.00554187 0. 0. 0. 0. 0. 0. ] [0. 0. 0. 0.05972906 0.0570197 0.05431034 0.05160099 0.04889163 0.04618227 0.04347291 0.04076355 0.03805419 0.03534483 0.03263547 0.02992611 0.02721675 0.02450739 0.02179803 0.01908867 0.01637931 0.01366995 0.01096059 0.00825123 0.00554187 0. 0. 0. 0. 0. 0. ] [0.05 0.04081969 0.03226966 0.02415612 0.01564759 0.00867322 0.00473378 0.00312627 0.00227767 0.00203461 0.00200053 0.00200002 0.002 0.002 0.002 0.002 0.002 0.002 0.002 0.002 0.002 0.002 0.002 0.002 0.00180323 0.00131224 0.00104021 0.00100135 0.001 0.001 ] [0. 0. 0. 0.00199391 0.00193306 0.00187221 0.00181136 0.00175051 0.00168966 0.0016288 0.00156795 0.0015071 0.00144625 0.0013854 0.00132454 0.00126369 0.00120284 0.00114199 0.00108114 0.00102028 0.00095943 0.00089858 0.00083773 0.00077688 0.00071602 0.00065517 0.00059432 0.00053347 0. 0. ] [0. 0. 0. 0.04284584 0.04130426 0.03976268 0.0382211 0.03667951 0.03513793 0.03359635 0.03205477 0.03051318 0.0289716 0.02743002 0.02588844 0.02434686 0.02280527 0.02126369 0.01972211 0.01818053 0.01663895 0.01509736 0.01355578 0.0120142 0.01047262 0.00893103 0.00738945 0.00584787 0. 0. ] [0. 0. 0. 0.00199391 0.00193306 0.00187221 0.00181136 0.00175051 0.00168966 0.0016288 0.00156795 0.0015071 0.00144625 0.0013854 0.00132454 0.00126369 0.00120284 0.00114199 0.00108114 0.00102028 0.00095943 0.00089858 0.00083773 0.00077688 0.00071602 0.00065517 0.00059432 0.00053347 0. 0. ] [0. 0. 0. 0.00199391 0.00193306 0.00187221 0.00181136 0.00175051 0.00168966 0.0016288 0.00156795 0.0015071 0.00144625 0.0013854 0.00132454 0.00126369 0.00120284 0.00114199 0.00108114 0.00102028 0.00095943 0.00089858 0.00083773 0.00077688 0.00071602 0.00065517 0.00059432 0.00053347 0. 0. ] [0. 0. 0. 0.04284584 0.04130426 0.03976268 0.0382211 0.03667951 0.03513793 0.03359635 0.03205477 0.03051318 0.0289716 0.02743002 0.02588844 0.02434686 0.02280527 0.02126369 0.01972211 0.01818053 0.01663895 0.01509736 0.01355578 0.0120142 0.01047262 0.00893103 0.00738945 0.00584787 0. 0. ] [0. 0. 0. 0.00199391 0.00193306 0.00187221 0.00181136 0.00175051 0.00168966 0.0016288 0.00156795 0.0015071 0.00144625 0.0013854 0.00132454 0.00126369 0.00120284 0.00114199 0.00108114 0.00102028 0.00095943 0.00089858 0.00083773 0.00077688 0.00071602 0.00065517 0.00059432 0.00053347 0. 0. ]] | 2D array of the thickness of the layers of the blade structure. The first dimension represents each layer, the second dimension represents each entry along blade span.
rotorse.rc.layer_start_nd | intermediate |  | [[0. 0. 0. 0. 0. 0. 0. 0. 0. 0. 0. 0. 0. 0. 0. 0. 0. 0. 0. 0. 0. 0. 0. 0. 0. 0. 0. 0. 0. 0. ] [0. 0. 0. 0. 0. 0. 0. 0. 0. 0. 0. 0. 0. 0. 0. 0. 0. 0. 0. 0. 0. 0. 0. 0. 0. 0. 0. 0. 0. 0. ] [0.2213407 0.1081695 0.10870881 0.22837691 0.2562109 0.27220571 0.28385715 0.29650714 0.29925941 0.30131916 0.30321108 0.30525566 0.31124961 0.31158615 0.31098208 0.30984281 0.30862371 0.30734988 0.30739037 0.30618158 0.30413102 0.30118575 0.29819719 0.29517994 0.29099597 0.28518633 0.27971863 0.27458816 0.28170408 0.29718599] [0.72135605 0.6081814 0.60766761 0.57925886 0.59158863 0.60596728 0.61561283 0.61855053 0.6207381 0.6223691 0.62385357 0.62476564 0.62014218 0.62002196 0.61915449 0.61782116 0.61645929 0.61506528 0.60900574 0.60559616 0.60356687 0.60063805 0.59766667 0.59466351 0.58883188 0.57971806 0.5742698 0.56919471 0.57198624 0.58669282] [0.49999966 0.49999966 0.49950659 0.47181408 0.47469879 0.47746129 0.47962953 0.48202853 0.48202853 0.48202853 0.48196107 0.48154582 0.47892445 0.47764839 0.47593958 0.47405646 0.4723292 0.47065362 0.46528965 0.461369 0.45899033 0.4565018 0.45557646 0.45576736 0.49993712 0.49608288 0.49608288 0.49608288 0.49669831 0.49727784] [0. 0. 0. 0. 0. 0. 0. 0. 0. 0. 0. 0. 0. 0. 0. 0. 0. 0. 0. 0. 0. 0. 0. 0. 0. 0. 0. 0. 0. 0. ] [1. 1. 1. 0.95855708 0.96113981 0.96459294 0.96708218 0.96758433 0.96758433 0.96758433 0.96750001 0.96695206 0.9652816 0.96373416 0.96159815 0.95924425 0.95708517 0.95499069 0.9520776 0.94925473 0.94621426 0.9424045 0.93855916 0.93478998 1. 1. 1. 1. 1. 1. ] [0. 0. 0. 0.04144292 0.03886019 0.03540706 0.03291782 0.03241567 0.03241567 0.03241567 0.03249999 0.03304794 0.0347184 0.03626584 0.03840185 0.04075575 0.04291483 0.04500931 0.0479224 0.05074527 0.05378574 0.0575955 0.06144084 0.06521002 0. 0. 0. 0. 0. 0. ] [0.27864449 0.16547329 0.16632617 0.30297417 0.32615925 0.33593843 0.34310923 0.35485534 0.3576076 0.35966736 0.36171107 0.36474195 0.37374273 0.37686467 0.38010542 0.38320316 0.38587041 0.38836663 0.39365069 0.39752306 0.40094534 0.40485765 0.4087907 0.41255798 0.41701841 0.42271029 0.42827549 0.43368302 0.43073758 0.41713 ] [0.49999966 0.49999966 0.49950659 0.53812275 0.5368751 0.53411259 0.53229805 0.5338936 0.5338936 0.5338936 0.53396106 0.53442252 0.53447389 0.53567374 0.53738254 0.53926566 0.54099293 0.54266851 0.54196549 0.5425586 0.54493727 0.5474258 0.54835114 0.54816024 0.49993712 0.49608288 0.49608288 0.49608288 0.49669831 0.49727784] [0.77865984 0.66548519 0.66528497 0.65385612 0.66153697 0.6697 0.67486491 0.67689873 0.67908629 0.6807173 0.68235356 0.68425193 0.68263529 0.68530048 0.68827782 0.69118151 0.69370598 0.69608203 0.69526606 0.69693764 0.70038119 0.70430994 0.70826018 0.71204155 0.71485433 0.71724202 0.72282666 0.72828958 0.72101973 0.70663684] [0. 0. 0. 0. 0. 0. 0. 0. 0. 0. 0. 0. 0. 0. 0. 0. 0. 0. 0. 0. 0. 0. 0. 0. 0. 0. 0. 0. 0. 0. ] [0. 0. 0. 0. 0. 0. 0. 0. 0. 0. 0. 0. 0. 0. 0. 0. 0. 0. 0. 0. 0. 0. 0. 0. 0. 0. 0. 0. 0. 0. ] [0. 0. 0. 0. 0. 0. 0. 0. 0. 0. 0. 0. 0. 0. 0. 0. 0. 0. 0. 0. 0. 0. 0. 0. 0. 0. 0. 0. 0. 0. ] [0. 0. 0. 0. 0. 0. 0. 0. 0. 0. 0. 0. 0. 0. 0. 0. 0. 0. 0. 0. 0. 0. 0. 0. 0. 0. 0. 0. 0. 0. ] [0. 0. 0. 0. 0. 0. 0. 0. 0. 0. 0. 0. 0. 0. 0. 0. 0. 0. 0. 0. 0. 0. 0. 0. 0. 0. 0. 0. 0. 0. ] [0. 0. 0. 0. 0. 0. 0. 0. 0. 0. 0. 0. 0. 0. 0. 0. 0. 0. 0. 0. 0. 0. 0. 0. 0. 0. 0. 0. 0. 0. ] [0. 0. 0. 0. 0. 0. 0. 0. 0. 0. 0. 0. 0. 0. 0. 0. 0. 0. 0. 0. 0. 0. 0. 0. 0. 0. 0. 0. 0. 0. ]] | 2D array of the non-dimensional start point defined along the outer profile of a layer. The TE suction side is 0, the TE pressure side is 1. The first dimension represents each layer, the second dimension represents each entry along blade span.
rotorse.rc.layer_end_nd | intermediate |  | [[1. 1. 1. 1. 1. 1. 1. 1. 1. 1. 1. 1. 1. 1. 1. 1. 1. 1. 1. 1. 1. 1. 1. 1. 1. 1. 1. 1. 1. 1. ] [1. 1. 1. 1. 1. 1. 1. 1. 1. 1. 1. 1. 1. 1. 1. 1. 1. 1. 1. 1. 1. 1. 1. 1. 1. 1. 1. 1. 1. 1. ] [0.27864449 0.16547329 0.16632617 0.30297417 0.32615925 0.33593843 0.34310923 0.35485534 0.3576076 0.35966736 0.36171107 0.36474195 0.37374273 0.37686467 0.38010542 0.38320316 0.38587041 0.38836663 0.39365069 0.39752306 0.40094534 0.40485765 0.4087907 0.41255798 0.41701841 0.42271029 0.42827549 0.43368302 0.43073758 0.41713 ] [0.77865984 0.66548519 0.66528497 0.65385612 0.66153697 0.6697 0.67486491 0.67689873 0.67908629 0.6807173 0.68235356 0.68425193 0.68263529 0.68530048 0.68827782 0.69118151 0.69370598 0.69608203 0.69526606 0.69693764 0.70038119 0.70430994 0.70826018 0.71204155 0.71485433 0.71724202 0.72282666 0.72828958 0.72101973 0.70663684] [0.49999966 0.49999966 0.49950659 0.53812275 0.5368751 0.53411259 0.53229805 0.5338936 0.5338936 0.5338936 0.53396106 0.53442252 0.53447389 0.53567374 0.53738254 0.53926566 0.54099293 0.54266851 0.54196549 0.5425586 0.54493727 0.5474258 0.54835114 0.54816024 0.49993712 0.49608288 0.49608288 0.49608288 0.49669831 0.49727784] [0. 0. 0. 0.04144292 0.03886019 0.03540706 0.03291782 0.03241567 0.03241567 0.03241567 0.03249999 0.03304794 0.0347184 0.03626584 0.03840185 0.04075575 0.04291483 0.04500931 0.0479224 0.05074527 0.05378574 0.0575955 0.06144084 0.06521002 0. 0. 0. 0. 0. 0. ] [1. 1. 1. 1. 1. 1. 1. 1. 1. 1. 1. 1. 1. 1. 1. 1. 1. 1. 1. 1. 1. 1. 1. 1. 1. 1. 1. 1. 1. 1. ] [0.2213407 0.1081695 0.10870881 0.22837691 0.2562109 0.27220571 0.28385715 0.29650714 0.29925941 0.30131916 0.30321108 0.30525566 0.31124961 0.31158615 0.31098208 0.30984281 0.30862371 0.30734988 0.30739037 0.30618158 0.30413102 0.30118575 0.29819719 0.29517994 0.29099597 0.28518633 0.27971863 0.27458816 0.28170408 0.29718599] [0.49999966 0.49999966 0.49950659 0.47181408 0.47469879 0.47746129 0.47962953 0.48202853 0.48202853 0.48202853 0.48196107 0.48154582 0.47892445 0.47764839 0.47593958 0.47405646 0.4723292 0.47065362 0.46528965 0.461369 0.45899033 0.4565018 0.45557646 0.45576736 0.49993712 0.49608288 0.49608288 0.49608288 0.49669831 0.49727784] [0.72135605 0.6081814 0.60766761 0.57925886 0.59158863 0.60596728 0.61561283 0.61855053 0.6207381 0.6223691 0.62385357 0.62476564 0.62014218 0.62002196 0.61915449 0.61782116 0.61645929 0.61506528 0.60900574 0.60559616 0.60356687 0.60063805 0.59766667 0.59466351 0.58883188 0.57971806 0.5742698 0.56919471 0.57198624 0.58669282] [1. 1. 1. 0.95855708 0.96113981 0.96459294 0.96708218 0.96758433 0.96758433 0.96758433 0.96750001 0.96695206 0.9652816 0.96373416 0.96159815 0.95924425 0.95708517 0.95499069 0.9520776 0.94925473 0.94621426 0.9424045 0.93855916 0.93478998 1. 1. 1. 1. 1. 1. ] [1. 1. 1. 1. 1. 1. 1. 1. 1. 1. 1. 1. 1. 1. 1. 1. 1. 1. 1. 1. 1. 1. 1. 1. 1. 1. 1. 1. 1. 1. ] [0. 0. 0. 0. 0. 0. 0. 0. 0. 0. 0. 0. 0. 0. 0. 0. 0. 0. 0. 0. 0. 0. 0. 0. 0. 0. 0. 0. 0. 0. ] [0. 0. 0. 0. 0. 0. 0. 0. 0. 0. 0. 0. 0. 0. 0. 0. 0. 0. 0. 0. 0. 0. 0. 0. 0. 0. 0. 0. 0. 0. ] [0. 0. 0. 0. 0. 0. 0. 0. 0. 0. 0. 0. 0. 0. 0. 0. 0. 0. 0. 0. 0. 0. 0. 0. 0. 0. 0. 0. 0. 0. ] [0. 0. 0. 0. 0. 0. 0. 0. 0. 0. 0. 0. 0. 0. 0. 0. 0. 0. 0. 0. 0. 0. 0. 0. 0. 0. 0. 0. 0. 0. ] [0. 0. 0. 0. 0. 0. 0. 0. 0. 0. 0. 0. 0. 0. 0. 0. 0. 0. 0. 0. 0. 0. 0. 0. 0. 0. 0. 0. 0. 0. ] [0. 0. 0. 0. 0. 0. 0. 0. 0. 0. 0. 0. 0. 0. 0. 0. 0. 0. 0. 0. 0. 0. 0. 0. 0. 0. 0. 0. 0. 0. ]] | 2D array of the non-dimensional end point defined along the outer profile of a layer. The TE suction side is 0, the TE pressure side is 1. The first dimension represents each layer, the second dimension represents each entry along blade span.
rotorse.rc.ply_t | intermediate | m | [1.00000000e+06 1.00000000e+06 1.00000000e+06 1.00000000e+06 5.00000000e-03 5.15873016e-03 1.00000000e-03 1.00000000e-03 1.00000000e+06 1.00000000e+06 1.00000000e+06] | 1D array of the ply thicknesses of the materials. Non-composite materials are kept at 0.
rotorse.rc.fwf | intermediate |  | [0. 0. 0. 0. 0.74506827 0.15889029 0.74506827 0.74506827 0. 0. 0. ] | 1D array of the non-dimensional fiber weight fraction of the composite materials. Non-composite materials are kept at 0.
rotorse.rc.fvf | intermediate |  | [0. 0. 0. 0. 0.57 0.10769231 0.57 0.57 0. 0. 0. ] | 1D array of the non-dimensional fiber volume fraction of the composite materials. Non-composite materials are kept at 0.
rotorse.theta | output | deg | [ 0. 40.74200001 40.68576659 35.58693908 27.57435722 20.3366875 15.36772556 12.1421785 10.39353516 9.08281381 7.82561691 6.44717021 4.95167642 3.7143574 2.7378542 2.01136303 1.47369273 1.0195983 0.36615165 -0.39783344 -1.08024377 -1.56146291 -2.031452 -2.40477612 -2.52604568 -2.553521 -2.62083991 -2.81215755 -3.02082569 -3.63268 ] | Twist angle at each section (positive decreases angle of attack)
rotorse.re.pitch_axis | intermediate |  | [0.5 0.5 0.49663095 0.28721906 0.275 0.275 0.275 0.275 0.275 0.275 0.275 0.275 0.275 0.275 0.275 0.275 0.275 0.275 0.275 0.275 0.275 0.275 0.275 0.275 0.275 0.275 0.275 0.275 0.275 0.275 ] | 1D array of the chordwise position of the pitch axis (0-LE, 1-TE), defined along blade span.
rotorse.re.coord_xy_interp | intermediate |  | [[[ 1.00000000e+00 4.33680869e-19] [ 9.99310113e-01 -2.24586628e-02] [ 9.97715675e-01 -4.48159779e-02] ... [ 9.97767307e-01 4.41944433e-02] [ 9.99327246e-01 2.21465777e-02] [ 1.00000000e+00 -6.93889390e-18]] [[ 1.00000000e+00 4.33680869e-19] [ 9.99310113e-01 -2.24586628e-02] [ 9.97715675e-01 -4.48159779e-02] ... [ 9.97767307e-01 4.41944433e-02] [ 9.99327246e-01 2.21465777e-02] [ 1.00000000e+00 -6.93889390e-18]] [[ 1.00000000e+00 -1.56104353e-04] [ 9.98960339e-01 -2.19985674e-02] [ 9.97044546e-01 -4.37023034e-02] ... [ 9.97159777e-01 4.35554803e-02] [ 9.99009420e-01 2.19216886e-02] [ 1.00000000e+00 1.51000341e-04]] ... [[ 1.00000000e+00 -1.85825746e-03] [ 9.76833665e-01 1.35723908e-03] [ 9.53606753e-01 3.82309105e-03] ... [ 9.54692392e-01 1.46317490e-02] [ 9.77407565e-01 8.41049825e-03] [ 1.00000000e+00 2.01974332e-03]] [[ 1.00000000e+00 -1.64330792e-03] [ 9.76390332e-01 1.07534451e-03] [ 9.52741801e-01 3.14102139e-03] ... [ 9.53634224e-01 1.27279592e-02] [ 9.76861871e-01 7.26970573e-03] [ 1.00000000e+00 1.65190981e-03]] [[ 1.00000000e+00 -1.59933238e-03] [ 9.76316764e-01 1.06223114e-03] [ 9.52601299e-01 3.08357338e-03] ... [ 9.53511819e-01 1.19996935e-02] [ 9.76793838e-01 6.84560730e-03] [ 1.00000000e+00 1.54000107e-03]]] | 3D array of the non-dimensional x and y airfoil coordinates of the airfoils interpolated along span for n_span stations.
rotorse.re.precomp.web_start_nd | intermediate |  | [[0.2499926 0.1368214 0.13751749 0.29676994 0.31981814 0.32968637 0.33708454 0.34881495 0.35153107 0.35356236 0.35556215 0.35847587 0.36715202 0.3699551 0.37279062 0.37544455 0.37771572 0.37982303 0.38431377 0.38755457 0.39036295 0.39352415 0.39670157 0.39973275 0.40320784 0.40755094 0.41197265 0.41743936 0.42692007 0.35715799] [0.2499926 0.1368214 0.13751749 0.23557748 0.26344878 0.27908874 0.29035534 0.30295755 0.30572113 0.30778129 0.30969155 0.31184458 0.31817232 0.31880868 0.31861739 0.31793057 0.31712122 0.31624178 0.31693284 0.31629895 0.31483642 0.31262488 0.31037028 0.30806863 0.30484625 0.30028923 0.29595716 0.29074139 0.28534718 0.35715799]] | 2D array of the non-dimensional start point defined along the outer profile of a web. The TE suction side is 0, the TE pressure side is 1. The first dimension represents each web, the second dimension represents each entry along blade span.
rotorse.re.precomp.web_end_nd | intermediate |  | [[0.75000794 0.6368333 0.63647629 0.58716136 0.59902201 0.61289319 0.62211685 0.62496335 0.6271774 0.6288237 0.63033343 0.63136144 0.62706134 0.62722927 0.62675997 0.62586425 0.62490021 0.62388768 0.61822155 0.61521292 0.61366743 0.61136421 0.60900588 0.60659918 0.60155781 0.59355618 0.58906137 0.58364236 0.57395057 0.64666483] [0.75000794 0.6368333 0.63647629 0.64768629 0.65525077 0.66341363 0.6687569 0.67079612 0.67289746 0.67447074 0.67603861 0.6777789 0.675742 0.67807813 0.68061878 0.68304647 0.68513748 0.68709363 0.68572334 0.68687327 0.68973104 0.69291566 0.69611583 0.69916033 0.70103972 0.70220928 0.70661992 0.71210978 0.71731641 0.64666483]] | 2D array of the non-dimensional end point defined along the outer profile of a web. The TE suction side is 0, the TE pressure side is 1. The first dimension represents each web, the second dimension represents each entry along blade span.
rotorse.re.precomp.layer_thickness | intermediate | m | [[0.0005 0.0005 0.0005 0.0005 0.0005 0.0005 0.0005 0.0005 0.0005 0.0005 0.0005 0.0005 0.0005 0.0005 0.0005 0.0005 0.0005 0.0005 0.0005 0.0005 0.0005 0.0005 0.0005 0.0005 0.0005 0.0005 0.0005 0.0005 0.0005 0.0005 ] [0.05 0.04081969 0.03226966 0.02415612 0.01564759 0.00867322 0.00473378 0.00312627 0.00227767 0.00203461 0.00200053 0.00200002 0.002 0.002 0.002 0.002 0.002 0.002 0.002 0.002 0.002 0.002 0.002 0.002 0.00180323 0.00131224 0.00104021 0.00100135 0.001 0.001 ] [0.0001 0.00438147 0.0150519 0.03035182 0.04746369 0.06362935 0.07611578 0.08317021 0.08937909 0.09450151 0.09777677 0.09841932 0.09739565 0.09512692 0.09226371 0.08925432 0.08635675 0.0832791 0.07972353 0.07549254 0.0699988 0.06112214 0.04860463 0.03545513 0.02466062 0.01776472 0.01194345 0.00691416 0.00324837 0.001 ] [0.0001 0.00438147 0.0150519 0.03035182 0.04746369 0.06362935 0.07611578 0.08317021 0.08937909 0.09450151 0.09777677 0.09841932 0.09739565 0.09512692 0.09226371 0.08925432 0.08635675 0.0832791 0.07972353 0.07549254 0.0699988 0.06112214 0.04860463 0.03545513 0.02466062 0.01776472 0.01194345 0.00691416 0.00324837 0.001 ] [0. 0. 0. 0.00299507 0.00294581 0.00289655 0.00284729 0.00279803 0.00274877 0.00269951 0.00265025 0.00260099 0.00255172 0.00250246 0.0024532 0.00240394 0.00235468 0.00230542 0.00225616 0.0022069 0.00215764 0.00210837 0.00205911 0.00200985 0. 0. 0. 0. 0. 0. ] [0. 0. 0. 0.0151551 0.02659419 0.03838054 0.04863375 0.05706524 0.06593926 0.07399829 0.07952219 0.08035564 0.07552905 0.06548829 0.05371052 0.04289912 0.03358001 0.02375535 0.01434111 0.00715383 0.00416067 0.00301727 0.0021994 0.00162397 0. 0. 0. 0. 0. 0. ] [0. 0. 0. 0.0151551 0.02659419 0.03838054 0.04863375 0.05706524 0.06593926 0.07399829 0.07952219 0.08035564 0.07552905 0.06548829 0.05371052 0.04289912 0.03358001 0.02375535 0.01434111 0.00715383 0.00416067 0.00301727 0.0021994 0.00162397 0. 0. 0. 0. 0. 0. ] [0. 0. 0. 0.05972906 0.0570197 0.05431034 0.05160099 0.04889163 0.04618227 0.04347291 0.04076355 0.03805419 0.03534483 0.03263547 0.02992611 0.02721675 0.02450739 0.02179803 0.01908867 0.01637931 0.01366995 0.01096059 0.00825123 0.00554187 0. 0. 0. 0. 0. 0. ] [0. 0. 0. 0.05972906 0.0570197 0.05431034 0.05160099 0.04889163 0.04618227 0.04347291 0.04076355 0.03805419 0.03534483 0.03263547 0.02992611 0.02721675 0.02450739 0.02179803 0.01908867 0.01637931 0.01366995 0.01096059 0.00825123 0.00554187 0. 0. 0. 0. 0. 0. ] [0. 0. 0. 0.05972906 0.0570197 0.05431034 0.05160099 0.04889163 0.04618227 0.04347291 0.04076355 0.03805419 0.03534483 0.03263547 0.02992611 0.02721675 0.02450739 0.02179803 0.01908867 0.01637931 0.01366995 0.01096059 0.00825123 0.00554187 0. 0. 0. 0. 0. 0. ] [0. 0. 0. 0.05972906 0.0570197 0.05431034 0.05160099 0.04889163 0.04618227 0.04347291 0.04076355 0.03805419 0.03534483 0.03263547 0.02992611 0.02721675 0.02450739 0.02179803 0.01908867 0.01637931 0.01366995 0.01096059 0.00825123 0.00554187 0. 0. 0. 0. 0. 0. ] [0.05 0.04081969 0.03226966 0.02415612 0.01564759 0.00867322 0.00473378 0.00312627 0.00227767 0.00203461 0.00200053 0.00200002 0.002 0.002 0.002 0.002 0.002 0.002 0.002 0.002 0.002 0.002 0.002 0.002 0.00180323 0.00131224 0.00104021 0.00100135 0.001 0.001 ] [0. 0. 0. 0.00199391 0.00193306 0.00187221 0.00181136 0.00175051 0.00168966 0.0016288 0.00156795 0.0015071 0.00144625 0.0013854 0.00132454 0.00126369 0.00120284 0.00114199 0.00108114 0.00102028 0.00095943 0.00089858 0.00083773 0.00077688 0.00071602 0.00065517 0.00059432 0.00053347 0. 0. ] [0. 0. 0. 0.04284584 0.04130426 0.03976268 0.0382211 0.03667951 0.03513793 0.03359635 0.03205477 0.03051318 0.0289716 0.02743002 0.02588844 0.02434686 0.02280527 0.02126369 0.01972211 0.01818053 0.01663895 0.01509736 0.01355578 0.0120142 0.01047262 0.00893103 0.00738945 0.00584787 0. 0. ] [0. 0. 0. 0.00199391 0.00193306 0.00187221 0.00181136 0.00175051 0.00168966 0.0016288 0.00156795 0.0015071 0.00144625 0.0013854 0.00132454 0.00126369 0.00120284 0.00114199 0.00108114 0.00102028 0.00095943 0.00089858 0.00083773 0.00077688 0.00071602 0.00065517 0.00059432 0.00053347 0. 0. ] [0. 0. 0. 0.00199391 0.00193306 0.00187221 0.00181136 0.00175051 0.00168966 0.0016288 0.00156795 0.0015071 0.00144625 0.0013854 0.00132454 0.00126369 0.00120284 0.00114199 0.00108114 0.00102028 0.00095943 0.00089858 0.00083773 0.00077688 0.00071602 0.00065517 0.00059432 0.00053347 0. 0. ] [0. 0. 0. 0.04284584 0.04130426 0.03976268 0.0382211 0.03667951 0.03513793 0.03359635 0.03205477 0.03051318 0.0289716 0.02743002 0.02588844 0.02434686 0.02280527 0.02126369 0.01972211 0.01818053 0.01663895 0.01509736 0.01355578 0.0120142 0.01047262 0.00893103 0.00738945 0.00584787 0. 0. ] [0. 0. 0. 0.00199391 0.00193306 0.00187221 0.00181136 0.00175051 0.00168966 0.0016288 0.00156795 0.0015071 0.00144625 0.0013854 0.00132454 0.00126369 0.00120284 0.00114199 0.00108114 0.00102028 0.00095943 0.00089858 0.00083773 0.00077688 0.00071602 0.00065517 0.00059432 0.00053347 0. 0. ]] | 2D array of the thickness of the layers of the blade structure. The first dimension represents each layer, the second dimension represents each entry along blade span.
rotorse.re.precomp.layer_start_nd | intermediate |  | [[0. 0. 0. 0. 0. 0. 0. 0. 0. 0. 0. 0. 0. 0. 0. 0. 0. 0. 0. 0. 0. 0. 0. 0. 0. 0. 0. 0. 0. 0. ] [0. 0. 0. 0. 0. 0. 0. 0. 0. 0. 0. 0. 0. 0. 0. 0. 0. 0. 0. 0. 0. 0. 0. 0. 0. 0. 0. 0. 0. 0. ] [0.2213407 0.1081695 0.10870881 0.22837691 0.2562109 0.27220571 0.28385715 0.29650714 0.29925941 0.30131916 0.30321108 0.30525566 0.31124961 0.31158615 0.31098208 0.30984281 0.30862371 0.30734988 0.30739037 0.30618158 0.30413102 0.30118575 0.29819719 0.29517994 0.29099597 0.28518633 0.27971863 0.27458816 0.28170408 0.29718599] [0.72135605 0.6081814 0.60766761 0.57925886 0.59158863 0.60596728 0.61561283 0.61855053 0.6207381 0.6223691 0.62385357 0.62476564 0.62014218 0.62002196 0.61915449 0.61782116 0.61645929 0.61506528 0.60900574 0.60559616 0.60356687 0.60063805 0.59766667 0.59466351 0.58883188 0.57971806 0.5742698 0.56919471 0.57198624 0.58669282] [0.49999966 0.49999966 0.49950659 0.47181408 0.47469879 0.47746129 0.47962953 0.48202853 0.48202853 0.48202853 0.48196107 0.48154582 0.47892445 0.47764839 0.47593958 0.47405646 0.4723292 0.47065362 0.46528965 0.461369 0.45899033 0.4565018 0.45557646 0.45576736 0.49993712 0.49608288 0.49608288 0.49608288 0.49669831 0.49727784] [0. 0. 0. 0. 0. 0. 0. 0. 0. 0. 0. 0. 0. 0. 0. 0. 0. 0. 0. 0. 0. 0. 0. 0. 0. 0. 0. 0. 0. 0. ] [1. 1. 1. 0.95855708 0.96113981 0.96459294 0.96708218 0.96758433 0.96758433 0.96758433 0.96750001 0.96695206 0.9652816 0.96373416 0.96159815 0.95924425 0.95708517 0.95499069 0.9520776 0.94925473 0.94621426 0.9424045 0.93855916 0.93478998 1. 1. 1. 1. 1. 1. ] [0. 0. 0. 0.04144292 0.03886019 0.03540706 0.03291782 0.03241567 0.03241567 0.03241567 0.03249999 0.03304794 0.0347184 0.03626584 0.03840185 0.04075575 0.04291483 0.04500931 0.0479224 0.05074527 0.05378574 0.0575955 0.06144084 0.06521002 0. 0. 0. 0. 0. 0. ] [0.27864449 0.16547329 0.16632617 0.30297417 0.32615925 0.33593843 0.34310923 0.35485534 0.3576076 0.35966736 0.36171107 0.36474195 0.37374273 0.37686467 0.38010542 0.38320316 0.38587041 0.38836663 0.39365069 0.39752306 0.40094534 0.40485765 0.4087907 0.41255798 0.41701841 0.42271029 0.42827549 0.43368302 0.43073758 0.41713 ] [0.49999966 0.49999966 0.49950659 0.53812275 0.5368751 0.53411259 0.53229805 0.5338936 0.5338936 0.5338936 0.53396106 0.53442252 0.53447389 0.53567374 0.53738254 0.53926566 0.54099293 0.54266851 0.54196549 0.5425586 0.54493727 0.5474258 0.54835114 0.54816024 0.49993712 0.49608288 0.49608288 0.49608288 0.49669831 0.49727784] [0.77865984 0.66548519 0.66528497 0.65385612 0.66153697 0.6697 0.67486491 0.67689873 0.67908629 0.6807173 0.68235356 0.68425193 0.68263529 0.68530048 0.68827782 0.69118151 0.69370598 0.69608203 0.69526606 0.69693764 0.70038119 0.70430994 0.70826018 0.71204155 0.71485433 0.71724202 0.72282666 0.72828958 0.72101973 0.70663684] [0. 0. 0. 0. 0. 0. 0. 0. 0. 0. 0. 0. 0. 0. 0. 0. 0. 0. 0. 0. 0. 0. 0. 0. 0. 0. 0. 0. 0. 0. ] [0. 0. 0. 0. 0. 0. 0. 0. 0. 0. 0. 0. 0. 0. 0. 0. 0. 0. 0. 0. 0. 0. 0. 0. 0. 0. 0. 0. 0. 0. ] [0. 0. 0. 0. 0. 0. 0. 0. 0. 0. 0. 0. 0. 0. 0. 0. 0. 0. 0. 0. 0. 0. 0. 0. 0. 0. 0. 0. 0. 0. ] [0. 0. 0. 0. 0. 0. 0. 0. 0. 0. 0. 0. 0. 0. 0. 0. 0. 0. 0. 0. 0. 0. 0. 0. 0. 0. 0. 0. 0. 0. ] [0. 0. 0. 0. 0. 0. 0. 0. 0. 0. 0. 0. 0. 0. 0. 0. 0. 0. 0. 0. 0. 0. 0. 0. 0. 0. 0. 0. 0. 0. ] [0. 0. 0. 0. 0. 0. 0. 0. 0. 0. 0. 0. 0. 0. 0. 0. 0. 0. 0. 0. 0. 0. 0. 0. 0. 0. 0. 0. 0. 0. ] [0. 0. 0. 0. 0. 0. 0. 0. 0. 0. 0. 0. 0. 0. 0. 0. 0. 0. 0. 0. 0. 0. 0. 0. 0. 0. 0. 0. 0. 0. ]] | 2D array of the non-dimensional start point defined along the outer profile of a layer. The TE suction side is 0, the TE pressure side is 1. The first dimension represents each layer, the second dimension represents each entry along blade span.
rotorse.re.precomp.layer_end_nd | intermediate |  | [[1. 1. 1. 1. 1. 1. 1. 1. 1. 1. 1. 1. 1. 1. 1. 1. 1. 1. 1. 1. 1. 1. 1. 1. 1. 1. 1. 1. 1. 1. ] [1. 1. 1. 1. 1. 1. 1. 1. 1. 1. 1. 1. 1. 1. 1. 1. 1. 1. 1. 1. 1. 1. 1. 1. 1. 1. 1. 1. 1. 1. ] [0.27864449 0.16547329 0.16632617 0.30297417 0.32615925 0.33593843 0.34310923 0.35485534 0.3576076 0.35966736 0.36171107 0.36474195 0.37374273 0.37686467 0.38010542 0.38320316 0.38587041 0.38836663 0.39365069 0.39752306 0.40094534 0.40485765 0.4087907 0.41255798 0.41701841 0.42271029 0.42827549 0.43368302 0.43073758 0.41713 ] [0.77865984 0.66548519 0.66528497 0.65385612 0.66153697 0.6697 0.67486491 0.67689873 0.67908629 0.6807173 0.68235356 0.68425193 0.68263529 0.68530048 0.68827782 0.69118151 0.69370598 0.69608203 0.69526606 0.69693764 0.70038119 0.70430994 0.70826018 0.71204155 0.71485433 0.71724202 0.72282666 0.72828958 0.72101973 0.70663684] [0.49999966 0.49999966 0.49950659 0.53812275 0.5368751 0.53411259 0.53229805 0.5338936 0.5338936 0.5338936 0.53396106 0.53442252 0.53447389 0.53567374 0.53738254 0.53926566 0.54099293 0.54266851 0.54196549 0.5425586 0.54493727 0.5474258 0.54835114 0.54816024 0.49993712 0.49608288 0.49608288 0.49608288 0.49669831 0.49727784] [0. 0. 0. 0.04144292 0.03886019 0.03540706 0.03291782 0.03241567 0.03241567 0.03241567 0.03249999 0.03304794 0.0347184 0.03626584 0.03840185 0.04075575 0.04291483 0.04500931 0.0479224 0.05074527 0.05378574 0.0575955 0.06144084 0.06521002 0. 0. 0. 0. 0. 0. ] [1. 1. 1. 1. 1. 1. 1. 1. 1. 1. 1. 1. 1. 1. 1. 1. 1. 1. 1. 1. 1. 1. 1. 1. 1. 1. 1. 1. 1. 1. ] [0.2213407 0.1081695 0.10870881 0.22837691 0.2562109 0.27220571 0.28385715 0.29650714 0.29925941 0.30131916 0.30321108 0.30525566 0.31124961 0.31158615 0.31098208 0.30984281 0.30862371 0.30734988 0.30739037 0.30618158 0.30413102 0.30118575 0.29819719 0.29517994 0.29099597 0.28518633 0.27971863 0.27458816 0.28170408 0.29718599] [0.49999966 0.49999966 0.49950659 0.47181408 0.47469879 0.47746129 0.47962953 0.48202853 0.48202853 0.48202853 0.48196107 0.48154582 0.47892445 0.47764839 0.47593958 0.47405646 0.4723292 0.47065362 0.46528965 0.461369 0.45899033 0.4565018 0.45557646 0.45576736 0.49993712 0.49608288 0.49608288 0.49608288 0.49669831 0.49727784] [0.72135605 0.6081814 0.60766761 0.57925886 0.59158863 0.60596728 0.61561283 0.61855053 0.6207381 0.6223691 0.62385357 0.62476564 0.62014218 0.62002196 0.61915449 0.61782116 0.61645929 0.61506528 0.60900574 0.60559616 0.60356687 0.60063805 0.59766667 0.59466351 0.58883188 0.57971806 0.5742698 0.56919471 0.57198624 0.58669282] [1. 1. 1. 0.95855708 0.96113981 0.96459294 0.96708218 0.96758433 0.96758433 0.96758433 0.96750001 0.96695206 0.9652816 0.96373416 0.96159815 0.95924425 0.95708517 0.95499069 0.9520776 0.94925473 0.94621426 0.9424045 0.93855916 0.93478998 1. 1. 1. 1. 1. 1. ] [1. 1. 1. 1. 1. 1. 1. 1. 1. 1. 1. 1. 1. 1. 1. 1. 1. 1. 1. 1. 1. 1. 1. 1. 1. 1. 1. 1. 1. 1. ] [0. 0. 0. 0. 0. 0. 0. 0. 0. 0. 0. 0. 0. 0. 0. 0. 0. 0. 0. 0. 0. 0. 0. 0. 0. 0. 0. 0. 0. 0. ] [0. 0. 0. 0. 0. 0. 0. 0. 0. 0. 0. 0. 0. 0. 0. 0. 0. 0. 0. 0. 0. 0. 0. 0. 0. 0. 0. 0. 0. 0. ] [0. 0. 0. 0. 0. 0. 0. 0. 0. 0. 0. 0. 0. 0. 0. 0. 0. 0. 0. 0. 0. 0. 0. 0. 0. 0. 0. 0. 0. 0. ] [0. 0. 0. 0. 0. 0. 0. 0. 0. 0. 0. 0. 0. 0. 0. 0. 0. 0. 0. 0. 0. 0. 0. 0. 0. 0. 0. 0. 0. 0. ] [0. 0. 0. 0. 0. 0. 0. 0. 0. 0. 0. 0. 0. 0. 0. 0. 0. 0. 0. 0. 0. 0. 0. 0. 0. 0. 0. 0. 0. 0. ] [0. 0. 0. 0. 0. 0. 0. 0. 0. 0. 0. 0. 0. 0. 0. 0. 0. 0. 0. 0. 0. 0. 0. 0. 0. 0. 0. 0. 0. 0. ]] | 2D array of the non-dimensional end point defined along the outer profile of a layer. The TE suction side is 0, the TE pressure side is 1. The first dimension represents each layer, the second dimension represents each entry along blade span.
rotorse.rp.aep.CDF_V | intermediate | m/s | [0.06824543 0.07317592 0.07825729 0.08348677 0.08886153 0.09437864 0.10003514 0.10582799 0.11175409 0.1178103 0.12399341 0.13030017 0.13672727 0.14327136 0.14992906 0.15669694 0.16357153 0.17054933 0.17762681 0.18480043 0.19206659 0.19942169 0.20686212 0.21438424 0.2219844 0.22965893 0.23740419 0.24521648 0.25309215 0.26102753 0.26901895 0.27706275 0.28515528 0.29329292 0.30147203 0.30968902 0.31794031 0.32622234 0.33453157 0.3428645 0.35121765 0.35958758 0.36797088 0.37636417 0.38476413 0.39316746 0.4015709 0.40997127 0.41836538 0.42675014 0.43512249 0.4434794 0.45181794 0.46013518 0.4684283 0.4766945 0.48493104 0.49313527 0.50130457 0.50943638 0.51752823 0.5255777 0.53358242 0.54154011 0.54944853 0.55730553 0.56510902 0.57285696 0.5805474 0.58817845 0.59574828 0.60325515 0.61069736 0.6180733 0.62538141 0.63262022 0.63978832 0.64688436 0.65390705 0.6608552 0.66772765 0.67452333 0.68124122 0.68788039 0.69443994 0.70091905 0.70731698 0.71363303 0.71986656 0.726017 0.73208386 0.73806666 0.74396502 0.7497786 0.75550712 0.76115035 0.76670812 0.77218031 0.77756684 0.78286771 0.78808294 0.79321261 0.79825684 0.80321582 0.80808974 0.81287887 0.81758352 0.82220402 0.82674074 0.83119412 0.8355646 0.83985268 0.84405887 0.84818374 0.85222787 0.85619189 0.86007643 0.86388218 0.86760984 0.87126013 0.8748338 0.87833164 0.88175443 0.88510299 0.88837815 0.89158077 0.89471172 0.89777188 0.90076215 0.90368344 0.90653669 0.90932282 0.91204279 0.91469754 0.91728805 0.91981528 0.92228022 0.92468385 0.92702715 0.92931111 0.93153673 0.93370501 0.93581694 0.93787353 0.93987575 0.94182462 0.94372112 0.94556625 0.94736099 0.94910633 0.95080325 0.95245271 0.9540557 0.95561316 0.95712606 0.95859534 0.96002195 0.96140681 0.96275085 0.96405498 0.96532012 0.96654715 0.96773696 0.96889042 0.97000841 0.97109177 0.97214134 0.97315796 0.97414245 0.97509561 0.97601824 0.97691112 0.97777502 0.97861071 0.97941893 0.98020041 0.98095587 0.98168602 0.98239156 0.98307317 0.98373152 0.98436726 0.98498105 0.9855735 0.98614525 0.98669689 0.98722901 0.98774221 0.98823704 0.98871406 0.98917382 0.98961684 0.99004365 0.99045474 0.99085061 0.99123175 0.99159863 0.9919517 0.99229141 0.99261821] | cumulative distribution function evaluated at each wind speed
rotorse.rp.aep.P | intermediate | W | [-4.20015436e+05 -4.16825657e+05 -4.07532626e+05 -3.92550802e+05 -3.72294644e+05 -3.47178611e+05 -3.17617160e+05 -2.84024752e+05 -2.46815846e+05 -2.06404899e+05 -1.63206371e+05 -1.17634720e+05 -6.69620414e+04 6.62656375e+03 1.03180491e+05 2.19319366e+05 3.51662817e+05 4.96830470e+05 6.51441952e+05 8.12116890e+05 9.75474911e+05 1.13844419e+06 1.31318910e+06 1.50525377e+06 1.71158738e+06 1.92913915e+06 2.15485826e+06 2.38569393e+06 2.61874528e+06 2.86063983e+06 3.11434140e+06 3.37710216e+06 3.64617429e+06 3.92101465e+06 4.20775503e+06 4.50155306e+06 4.80503682e+06 5.11500002e+06 5.43593791e+06 5.76918735e+06 6.11204900e+06 6.46225528e+06 6.81753856e+06 7.17563126e+06 7.53368169e+06 7.88980832e+06 8.24654320e+06 8.60666879e+06 8.97296756e+06 9.34822195e+06 9.73521442e+06 1.01367274e+07 1.05572177e+07 1.09984918e+07 1.14567337e+07 1.19280564e+07 1.24085733e+07 1.28943972e+07 1.33816415e+07 1.38664192e+07 1.43448434e+07 1.48130272e+07 1.52724457e+07 1.57326683e+07 1.61932362e+07 1.66532859e+07 1.71119538e+07 1.75683762e+07 1.80216895e+07 1.84710301e+07 1.89155344e+07 1.93543387e+07 1.97865794e+07 2.02113930e+07 2.06551541e+07 2.11771251e+07 2.16574788e+07 2.19590378e+07 2.20000000e+07 2.20000000e+07 2.20000000e+07 2.20000000e+07 2.20000000e+07 2.20000000e+07 2.20000000e+07 2.20000000e+07 2.20000000e+07 2.20000000e+07 2.20000000e+07 2.20000002e+07 2.20000005e+07 2.20000009e+07 2.20000014e+07 2.20000020e+07 2.20000026e+07 2.20000033e+07 2.20000040e+07 2.20000046e+07 2.20000053e+07 2.20000059e+07 2.20000064e+07 2.20000068e+07 2.20000071e+07 2.20000072e+07 2.20000072e+07 2.20000070e+07 2.20000067e+07 2.20000063e+07 2.20000057e+07 2.20000051e+07 2.20000045e+07 2.20000037e+07 2.20000030e+07 2.20000023e+07 2.20000016e+07 2.20000009e+07 2.20000003e+07 2.19999998e+07 2.19999993e+07 2.19999990e+07 2.19999988e+07 2.19999989e+07 2.20000005e+07 2.20000038e+07 2.20000085e+07 2.20000145e+07 2.20000216e+07 2.20000296e+07 2.20000381e+07 2.20000471e+07 2.20000563e+07 2.20000654e+07 2.20000743e+07 2.20000828e+07 2.20000906e+07 2.20000976e+07 2.20001034e+07 2.20001079e+07 2.20001110e+07 2.20001122e+07 2.20001118e+07 2.20001102e+07 2.20001074e+07 2.20001037e+07 2.20000992e+07 2.20000939e+07 2.20000881e+07 2.20000818e+07 2.20000752e+07 2.20000684e+07 2.20000615e+07 2.20000547e+07 2.20000481e+07 2.20000418e+07 2.20000359e+07 2.20000307e+07 2.20000261e+07 2.20000224e+07 2.20000196e+07 2.20000179e+07 2.20000164e+07 2.20000149e+07 2.20000135e+07 2.20000121e+07 2.20000108e+07 2.20000095e+07 2.20000083e+07 2.20000071e+07 2.20000061e+07 2.20000051e+07 2.20000042e+07 2.20000033e+07 2.20000026e+07 2.20000019e+07 2.20000014e+07 2.20000009e+07 2.20000005e+07 2.20000003e+07 2.20000002e+07 2.20000001e+07 2.20000002e+07 2.20000003e+07 2.20000005e+07 2.20000008e+07 2.20000012e+07 2.20000016e+07 2.20000021e+07 2.20000027e+07 2.20000034e+07 2.20000041e+07 2.20000049e+07 2.20000058e+07 2.20000068e+07 2.20000079e+07 2.20000091e+07 2.20000103e+07 2.20000117e+07 2.20000131e+07 2.20000146e+07 2.20000162e+07] | power curve (power)
rotorse.rp.cdf.x | intermediate | m/s | [ 3. 3.11055276 3.22110553 3.33165829 3.44221106 3.55276382 3.66331658 3.77386935 3.88442211 3.99497487 4.10552764 4.2160804 4.32663317 4.43718593 4.54773869 4.65829146 4.76884422 4.87939698 4.98994975 5.10050251 5.21105528 5.32160804 5.4321608 5.54271357 5.65326633 5.7638191 5.87437186 5.98492462 6.09547739 6.20603015 6.31658291 6.42713568 6.53768844 6.64824121 6.75879397 6.86934673 6.9798995 7.09045226 7.20100503 7.31155779 7.42211055 7.53266332 7.64321608 7.75376884 7.86432161 7.97487437 8.08542714 8.1959799 8.30653266 8.41708543 8.52763819 8.63819095 8.74874372 8.85929648 8.96984925 9.08040201 9.19095477 9.30150754 9.4120603 9.52261307 9.63316583 9.74371859 9.85427136 9.96482412 10.07537688 10.18592965 10.29648241 10.40703518 10.51758794 10.6281407 10.73869347 10.84924623 10.95979899 11.07035176 11.18090452 11.29145729 11.40201005 11.51256281 11.62311558 11.73366834 11.84422111 11.95477387 12.06532663 12.1758794 12.28643216 12.39698492 12.50753769 12.61809045 12.72864322 12.83919598 12.94974874 13.06030151 13.17085427 13.28140704 13.3919598 13.50251256 13.61306533 13.72361809 13.83417085 13.94472362 14.05527638 14.16582915 14.27638191 14.38693467 14.49748744 14.6080402 14.71859296 14.82914573 14.93969849 15.05025126 15.16080402 15.27135678 15.38190955 15.49246231 15.60301508 15.71356784 15.8241206 15.93467337 16.04522613 16.15577889 16.26633166 16.37688442 16.48743719 16.59798995 16.70854271 16.81909548 16.92964824 17.04020101 17.15075377 17.26130653 17.3718593 17.48241206 17.59296482 17.70351759 17.81407035 17.92462312 18.03517588 18.14572864 18.25628141 18.36683417 18.47738693 18.5879397 18.69849246 18.80904523 18.91959799 19.03015075 19.14070352 19.25125628 19.36180905 19.47236181 19.58291457 19.69346734 19.8040201 19.91457286 20.02512563 20.13567839 20.24623116 20.35678392 20.46733668 20.57788945 20.68844221 20.79899497 20.90954774 21.0201005 21.13065327 21.24120603 21.35175879 21.46231156 21.57286432 21.68341709 21.79396985 21.90452261 22.01507538 22.12562814 22.2361809 22.34673367 22.45728643 22.5678392 22.67839196 22.78894472 22.89949749 23.01005025 23.12060302 23.23115578 23.34170854 23.45226131 23.56281407 23.67336683 23.7839196 23.89447236 24.00502513 24.11557789 24.22613065 24.33668342 24.44723618 24.55778894 24.66834171 24.77889447 24.88944724 25. ] | corresponding reference height
rotorse.rp.cdf.xbar | intermediate | m/s | [10.] | mean value of distribution
rotorse.rp.gust.V_mean | intermediate | m/s | [10.] | IEC average wind speed for turbine class
rotorse.rp.gust.V_hub | intermediate | m/s | [11.56532879] | hub height wind speed
rotorse.rp.powercurve.generator_efficiency | intermediate |  | [0.96907704 0.96869151 0.96830218 0.96797588 0.96763724 0.96735943 0.96706227 0.96678244 0.96651832 0.96626845 0.96603152 0.96585135 0.96559173 0.96538679 0.96519056 0.96500222 0.96482101 0.96464623 0.96442871 0.96426461] | Generator efficiency at various rpm values to support table lookup
rotorse.rp.powercurve.lss_rpm | intermediate | rpm | [5. 5.07924716 5.15849432 5.23774149 5.31698865 5.39623581 5.47548297 5.55473013 5.6339773 5.71322446 5.79247162 5.87171878 5.95096595 6.03021311 6.10946027 6.18870743 6.26795459 6.34720176 6.42644892 6.50569608] | Low speed shaft RPM values at which the generator efficiency values are given
rotorse.rp.powercurve.V | output | m/s | [ 3. 4.27204607 5.30403148 6.08010611 6.58835037 6.82095822 6.86755938 7.1926538 7.79124841 8.6541495 9.76810389 11.11600255 11.56532879 12.67714331 14.42754887 16.34033501 18.38612357 20.5334936 22.74946399 25. ] | wind vector
rotorse.rp.powercurve.Omega | output | rpm | [5. 5. 5. 5. 5. 5. 5. 5. 5. 5.33380419 6.0203667 6.50569608 6.50569608 6.50569608 6.50569608 6.50569608 6.50569608 6.50569608 6.50569608 6.50569608] | rotor rotational speed
rotorse.rp.powercurve.P | output | W | [ -420015.43592484 -93792.00281512 1112459.83990062 2586202.32105903 3770835.81820629 4371733.81587507 4496674.86066705 5411218.25057488 7297268.1279396 10196050.3392303 14914531.57753932 20384442.8405416 22000000. 21999999.9942957 22000007.21114348 21999998.81113331 22000112.27514995 22000018.51586815 22000000.12648373 22000016.19635024] | rotor electrical power
rotorse.rs.aero_gust.V_load | intermediate | m/s | [20.82785313]
rotorse.rs.Omega_load | intermediate | rpm | [6.50569608]
rotorse.rs.pitch_load | intermediate | deg | [4.69552253]
rotorse.rs.aero_hub_loads.V_load | intermediate | m/s | [20.82785313]
rotorse.rs.brs.rootD | intermediate | m | [5.] | Blade root outer diameter / Chord at blade span station 0
rotorse.rs.brs.layer_thickness | intermediate | m | [[0.0005 0.0005 0.0005 0.0005 0.0005 0.0005 0.0005 0.0005 0.0005 0.0005 0.0005 0.0005 0.0005 0.0005 0.0005 0.0005 0.0005 0.0005 0.0005 0.0005 0.0005 0.0005 0.0005 0.0005 0.0005 0.0005 0.0005 0.0005 0.0005 0.0005 ] [0.05 0.04081969 0.03226966 0.02415612 0.01564759 0.00867322 0.00473378 0.00312627 0.00227767 0.00203461 0.00200053 0.00200002 0.002 0.002 0.002 0.002 0.002 0.002 0.002 0.002 0.002 0.002 0.002 0.002 0.00180323 0.00131224 0.00104021 0.00100135 0.001 0.001 ] [0.0001 0.00438147 0.0150519 0.03035182 0.04746369 0.06362935 0.07611578 0.08317021 0.08937909 0.09450151 0.09777677 0.09841932 0.09739565 0.09512692 0.09226371 0.08925432 0.08635675 0.0832791 0.07972353 0.07549254 0.0699988 0.06112214 0.04860463 0.03545513 0.02466062 0.01776472 0.01194345 0.00691416 0.00324837 0.001 ] [0.0001 0.00438147 0.0150519 0.03035182 0.04746369 0.06362935 0.07611578 0.08317021 0.08937909 0.09450151 0.09777677 0.09841932 0.09739565 0.09512692 0.09226371 0.08925432 0.08635675 0.0832791 0.07972353 0.07549254 0.0699988 0.06112214 0.04860463 0.03545513 0.02466062 0.01776472 0.01194345 0.00691416 0.00324837 0.001 ] [0. 0. 0. 0.00299507 0.00294581 0.00289655 0.00284729 0.00279803 0.00274877 0.00269951 0.00265025 0.00260099 0.00255172 0.00250246 0.0024532 0.00240394 0.00235468 0.00230542 0.00225616 0.0022069 0.00215764 0.00210837 0.00205911 0.00200985 0. 0. 0. 0. 0. 0. ] [0. 0. 0. 0.0151551 0.02659419 0.03838054 0.04863375 0.05706524 0.06593926 0.07399829 0.07952219 0.08035564 0.07552905 0.06548829 0.05371052 0.04289912 0.03358001 0.02375535 0.01434111 0.00715383 0.00416067 0.00301727 0.0021994 0.00162397 0. 0. 0. 0. 0. 0. ] [0. 0. 0. 0.0151551 0.02659419 0.03838054 0.04863375 0.05706524 0.06593926 0.07399829 0.07952219 0.08035564 0.07552905 0.06548829 0.05371052 0.04289912 0.03358001 0.02375535 0.01434111 0.00715383 0.00416067 0.00301727 0.0021994 0.00162397 0. 0. 0. 0. 0. 0. ] [0. 0. 0. 0.05972906 0.0570197 0.05431034 0.05160099 0.04889163 0.04618227 0.04347291 0.04076355 0.03805419 0.03534483 0.03263547 0.02992611 0.02721675 0.02450739 0.02179803 0.01908867 0.01637931 0.01366995 0.01096059 0.00825123 0.00554187 0. 0. 0. 0. 0. 0. ] [0. 0. 0. 0.05972906 0.0570197 0.05431034 0.05160099 0.04889163 0.04618227 0.04347291 0.04076355 0.03805419 0.03534483 0.03263547 0.02992611 0.02721675 0.02450739 0.02179803 0.01908867 0.01637931 0.01366995 0.01096059 0.00825123 0.00554187 0. 0. 0. 0. 0. 0. ] [0. 0. 0. 0.05972906 0.0570197 0.05431034 0.05160099 0.04889163 0.04618227 0.04347291 0.04076355 0.03805419 0.03534483 0.03263547 0.02992611 0.02721675 0.02450739 0.02179803 0.01908867 0.01637931 0.01366995 0.01096059 0.00825123 0.00554187 0. 0. 0. 0. 0. 0. ] [0. 0. 0. 0.05972906 0.0570197 0.05431034 0.05160099 0.04889163 0.04618227 0.04347291 0.04076355 0.03805419 0.03534483 0.03263547 0.02992611 0.02721675 0.02450739 0.02179803 0.01908867 0.01637931 0.01366995 0.01096059 0.00825123 0.00554187 0. 0. 0. 0. 0. 0. ] [0.05 0.04081969 0.03226966 0.02415612 0.01564759 0.00867322 0.00473378 0.00312627 0.00227767 0.00203461 0.00200053 0.00200002 0.002 0.002 0.002 0.002 0.002 0.002 0.002 0.002 0.002 0.002 0.002 0.002 0.00180323 0.00131224 0.00104021 0.00100135 0.001 0.001 ] [0. 0. 0. 0.00199391 0.00193306 0.00187221 0.00181136 0.00175051 0.00168966 0.0016288 0.00156795 0.0015071 0.00144625 0.0013854 0.00132454 0.00126369 0.00120284 0.00114199 0.00108114 0.00102028 0.00095943 0.00089858 0.00083773 0.00077688 0.00071602 0.00065517 0.00059432 0.00053347 0. 0. ] [0. 0. 0. 0.04284584 0.04130426 0.03976268 0.0382211 0.03667951 0.03513793 0.03359635 0.03205477 0.03051318 0.0289716 0.02743002 0.02588844 0.02434686 0.02280527 0.02126369 0.01972211 0.01818053 0.01663895 0.01509736 0.01355578 0.0120142 0.01047262 0.00893103 0.00738945 0.00584787 0. 0. ] [0. 0. 0. 0.00199391 0.00193306 0.00187221 0.00181136 0.00175051 0.00168966 0.0016288 0.00156795 0.0015071 0.00144625 0.0013854 0.00132454 0.00126369 0.00120284 0.00114199 0.00108114 0.00102028 0.00095943 0.00089858 0.00083773 0.00077688 0.00071602 0.00065517 0.00059432 0.00053347 0. 0. ] [0. 0. 0. 0.00199391 0.00193306 0.00187221 0.00181136 0.00175051 0.00168966 0.0016288 0.00156795 0.0015071 0.00144625 0.0013854 0.00132454 0.00126369 0.00120284 0.00114199 0.00108114 0.00102028 0.00095943 0.00089858 0.00083773 0.00077688 0.00071602 0.00065517 0.00059432 0.00053347 0. 0. ] [0. 0. 0. 0.04284584 0.04130426 0.03976268 0.0382211 0.03667951 0.03513793 0.03359635 0.03205477 0.03051318 0.0289716 0.02743002 0.02588844 0.02434686 0.02280527 0.02126369 0.01972211 0.01818053 0.01663895 0.01509736 0.01355578 0.0120142 0.01047262 0.00893103 0.00738945 0.00584787 0. 0. ] [0. 0. 0. 0.00199391 0.00193306 0.00187221 0.00181136 0.00175051 0.00168966 0.0016288 0.00156795 0.0015071 0.00144625 0.0013854 0.00132454 0.00126369 0.00120284 0.00114199 0.00108114 0.00102028 0.00095943 0.00089858 0.00083773 0.00077688 0.00071602 0.00065517 0.00059432 0.00053347 0. 0. ]] | 2D array of the thickness of the layers of the blade structure. The first dimension represents each layer, the second dimension represents each entry along blade span.
rotorse.rs.brs.layer_start_nd | intermediate |  | [[0. 0. 0. 0. 0. 0. 0. 0. 0. 0. 0. 0. 0. 0. 0. 0. 0. 0. 0. 0. 0. 0. 0. 0. 0. 0. 0. 0. 0. 0. ] [0. 0. 0. 0. 0. 0. 0. 0. 0. 0. 0. 0. 0. 0. 0. 0. 0. 0. 0. 0. 0. 0. 0. 0. 0. 0. 0. 0. 0. 0. ] [0.2213407 0.1081695 0.10870881 0.22837691 0.2562109 0.27220571 0.28385715 0.29650714 0.29925941 0.30131916 0.30321108 0.30525566 0.31124961 0.31158615 0.31098208 0.30984281 0.30862371 0.30734988 0.30739037 0.30618158 0.30413102 0.30118575 0.29819719 0.29517994 0.29099597 0.28518633 0.27971863 0.27458816 0.28170408 0.29718599] [0.72135605 0.6081814 0.60766761 0.57925886 0.59158863 0.60596728 0.61561283 0.61855053 0.6207381 0.6223691 0.62385357 0.62476564 0.62014218 0.62002196 0.61915449 0.61782116 0.61645929 0.61506528 0.60900574 0.60559616 0.60356687 0.60063805 0.59766667 0.59466351 0.58883188 0.57971806 0.5742698 0.56919471 0.57198624 0.58669282] [0.49999966 0.49999966 0.49950659 0.47181408 0.47469879 0.47746129 0.47962953 0.48202853 0.48202853 0.48202853 0.48196107 0.48154582 0.47892445 0.47764839 0.47593958 0.47405646 0.4723292 0.47065362 0.46528965 0.461369 0.45899033 0.4565018 0.45557646 0.45576736 0.49993712 0.49608288 0.49608288 0.49608288 0.49669831 0.49727784] [0. 0. 0. 0. 0. 0. 0. 0. 0. 0. 0. 0. 0. 0. 0. 0. 0. 0. 0. 0. 0. 0. 0. 0. 0. 0. 0. 0. 0. 0. ] [1. 1. 1. 0.95855708 0.96113981 0.96459294 0.96708218 0.96758433 0.96758433 0.96758433 0.96750001 0.96695206 0.9652816 0.96373416 0.96159815 0.95924425 0.95708517 0.95499069 0.9520776 0.94925473 0.94621426 0.9424045 0.93855916 0.93478998 1. 1. 1. 1. 1. 1. ] [0. 0. 0. 0.04144292 0.03886019 0.03540706 0.03291782 0.03241567 0.03241567 0.03241567 0.03249999 0.03304794 0.0347184 0.03626584 0.03840185 0.04075575 0.04291483 0.04500931 0.0479224 0.05074527 0.05378574 0.0575955 0.06144084 0.06521002 0. 0. 0. 0. 0. 0. ] [0.27864449 0.16547329 0.16632617 0.30297417 0.32615925 0.33593843 0.34310923 0.35485534 0.3576076 0.35966736 0.36171107 0.36474195 0.37374273 0.37686467 0.38010542 0.38320316 0.38587041 0.38836663 0.39365069 0.39752306 0.40094534 0.40485765 0.4087907 0.41255798 0.41701841 0.42271029 0.42827549 0.43368302 0.43073758 0.41713 ] [0.49999966 0.49999966 0.49950659 0.53812275 0.5368751 0.53411259 0.53229805 0.5338936 0.5338936 0.5338936 0.53396106 0.53442252 0.53447389 0.53567374 0.53738254 0.53926566 0.54099293 0.54266851 0.54196549 0.5425586 0.54493727 0.5474258 0.54835114 0.54816024 0.49993712 0.49608288 0.49608288 0.49608288 0.49669831 0.49727784] [0.77865984 0.66548519 0.66528497 0.65385612 0.66153697 0.6697 0.67486491 0.67689873 0.67908629 0.6807173 0.68235356 0.68425193 0.68263529 0.68530048 0.68827782 0.69118151 0.69370598 0.69608203 0.69526606 0.69693764 0.70038119 0.70430994 0.70826018 0.71204155 0.71485433 0.71724202 0.72282666 0.72828958 0.72101973 0.70663684] [0. 0. 0. 0. 0. 0. 0. 0. 0. 0. 0. 0. 0. 0. 0. 0. 0. 0. 0. 0. 0. 0. 0. 0. 0. 0. 0. 0. 0. 0. ] [0. 0. 0. 0. 0. 0. 0. 0. 0. 0. 0. 0. 0. 0. 0. 0. 0. 0. 0. 0. 0. 0. 0. 0. 0. 0. 0. 0. 0. 0. ] [0. 0. 0. 0. 0. 0. 0. 0. 0. 0. 0. 0. 0. 0. 0. 0. 0. 0. 0. 0. 0. 0. 0. 0. 0. 0. 0. 0. 0. 0. ] [0. 0. 0. 0. 0. 0. 0. 0. 0. 0. 0. 0. 0. 0. 0. 0. 0. 0. 0. 0. 0. 0. 0. 0. 0. 0. 0. 0. 0. 0. ] [0. 0. 0. 0. 0. 0. 0. 0. 0. 0. 0. 0. 0. 0. 0. 0. 0. 0. 0. 0. 0. 0. 0. 0. 0. 0. 0. 0. 0. 0. ] [0. 0. 0. 0. 0. 0. 0. 0. 0. 0. 0. 0. 0. 0. 0. 0. 0. 0. 0. 0. 0. 0. 0. 0. 0. 0. 0. 0. 0. 0. ] [0. 0. 0. 0. 0. 0. 0. 0. 0. 0. 0. 0. 0. 0. 0. 0. 0. 0. 0. 0. 0. 0. 0. 0. 0. 0. 0. 0. 0. 0. ]] | 2D array of the non-dimensional start point defined along the outer profile of a layer. The TE suction side is 0, the TE pressure side is 1. The first dimension represents each layer, the second dimension represents each entry along blade span.
rotorse.rs.brs.layer_end_nd | intermediate |  | [[1. 1. 1. 1. 1. 1. 1. 1. 1. 1. 1. 1. 1. 1. 1. 1. 1. 1. 1. 1. 1. 1. 1. 1. 1. 1. 1. 1. 1. 1. ] [1. 1. 1. 1. 1. 1. 1. 1. 1. 1. 1. 1. 1. 1. 1. 1. 1. 1. 1. 1. 1. 1. 1. 1. 1. 1. 1. 1. 1. 1. ] [0.27864449 0.16547329 0.16632617 0.30297417 0.32615925 0.33593843 0.34310923 0.35485534 0.3576076 0.35966736 0.36171107 0.36474195 0.37374273 0.37686467 0.38010542 0.38320316 0.38587041 0.38836663 0.39365069 0.39752306 0.40094534 0.40485765 0.4087907 0.41255798 0.41701841 0.42271029 0.42827549 0.43368302 0.43073758 0.41713 ] [0.77865984 0.66548519 0.66528497 0.65385612 0.66153697 0.6697 0.67486491 0.67689873 0.67908629 0.6807173 0.68235356 0.68425193 0.68263529 0.68530048 0.68827782 0.69118151 0.69370598 0.69608203 0.69526606 0.69693764 0.70038119 0.70430994 0.70826018 0.71204155 0.71485433 0.71724202 0.72282666 0.72828958 0.72101973 0.70663684] [0.49999966 0.49999966 0.49950659 0.53812275 0.5368751 0.53411259 0.53229805 0.5338936 0.5338936 0.5338936 0.53396106 0.53442252 0.53447389 0.53567374 0.53738254 0.53926566 0.54099293 0.54266851 0.54196549 0.5425586 0.54493727 0.5474258 0.54835114 0.54816024 0.49993712 0.49608288 0.49608288 0.49608288 0.49669831 0.49727784] [0. 0. 0. 0.04144292 0.03886019 0.03540706 0.03291782 0.03241567 0.03241567 0.03241567 0.03249999 0.03304794 0.0347184 0.03626584 0.03840185 0.04075575 0.04291483 0.04500931 0.0479224 0.05074527 0.05378574 0.0575955 0.06144084 0.06521002 0. 0. 0. 0. 0. 0. ] [1. 1. 1. 1. 1. 1. 1. 1. 1. 1. 1. 1. 1. 1. 1. 1. 1. 1. 1. 1. 1. 1. 1. 1. 1. 1. 1. 1. 1. 1. ] [0.2213407 0.1081695 0.10870881 0.22837691 0.2562109 0.27220571 0.28385715 0.29650714 0.29925941 0.30131916 0.30321108 0.30525566 0.31124961 0.31158615 0.31098208 0.30984281 0.30862371 0.30734988 0.30739037 0.30618158 0.30413102 0.30118575 0.29819719 0.29517994 0.29099597 0.28518633 0.27971863 0.27458816 0.28170408 0.29718599] [0.49999966 0.49999966 0.49950659 0.47181408 0.47469879 0.47746129 0.47962953 0.48202853 0.48202853 0.48202853 0.48196107 0.48154582 0.47892445 0.47764839 0.47593958 0.47405646 0.4723292 0.47065362 0.46528965 0.461369 0.45899033 0.4565018 0.45557646 0.45576736 0.49993712 0.49608288 0.49608288 0.49608288 0.49669831 0.49727784] [0.72135605 0.6081814 0.60766761 0.57925886 0.59158863 0.60596728 0.61561283 0.61855053 0.6207381 0.6223691 0.62385357 0.62476564 0.62014218 0.62002196 0.61915449 0.61782116 0.61645929 0.61506528 0.60900574 0.60559616 0.60356687 0.60063805 0.59766667 0.59466351 0.58883188 0.57971806 0.5742698 0.56919471 0.57198624 0.58669282] [1. 1. 1. 0.95855708 0.96113981 0.96459294 0.96708218 0.96758433 0.96758433 0.96758433 0.96750001 0.96695206 0.9652816 0.96373416 0.96159815 0.95924425 0.95708517 0.95499069 0.9520776 0.94925473 0.94621426 0.9424045 0.93855916 0.93478998 1. 1. 1. 1. 1. 1. ] [1. 1. 1. 1. 1. 1. 1. 1. 1. 1. 1. 1. 1. 1. 1. 1. 1. 1. 1. 1. 1. 1. 1. 1. 1. 1. 1. 1. 1. 1. ] [0. 0. 0. 0. 0. 0. 0. 0. 0. 0. 0. 0. 0. 0. 0. 0. 0. 0. 0. 0. 0. 0. 0. 0. 0. 0. 0. 0. 0. 0. ] [0. 0. 0. 0. 0. 0. 0. 0. 0. 0. 0. 0. 0. 0. 0. 0. 0. 0. 0. 0. 0. 0. 0. 0. 0. 0. 0. 0. 0. 0. ] [0. 0. 0. 0. 0. 0. 0. 0. 0. 0. 0. 0. 0. 0. 0. 0. 0. 0. 0. 0. 0. 0. 0. 0. 0. 0. 0. 0. 0. 0. ] [0. 0. 0. 0. 0. 0. 0. 0. 0. 0. 0. 0. 0. 0. 0. 0. 0. 0. 0. 0. 0. 0. 0. 0. 0. 0. 0. 0. 0. 0. ] [0. 0. 0. 0. 0. 0. 0. 0. 0. 0. 0. 0. 0. 0. 0. 0. 0. 0. 0. 0. 0. 0. 0. 0. 0. 0. 0. 0. 0. 0. ] [0. 0. 0. 0. 0. 0. 0. 0. 0. 0. 0. 0. 0. 0. 0. 0. 0. 0. 0. 0. 0. 0. 0. 0. 0. 0. 0. 0. 0. 0. ]] | 2D array of the non-dimensional end point defined along the outer profile of a layer. The TE suction side is 0, the TE pressure side is 1. The first dimension represents each layer, the second dimension represents each entry along blade span.
rotorse.rs.brs.root_M | intermediate | N*m | [ 2.03675728e+07 -1.37166646e+08 -0.00000000e+00] | Blade root moment in blade c.s.
rotorse.rs.constr.strainU_spar | intermediate |  | [-4.01550094e-04 3.33139895e-04 -2.88874182e-03 -4.59484535e-03 -6.22980252e-03 -5.14668862e-03 -4.25313034e-03 -4.10569840e-03 -3.64708372e-03 -3.18166465e-03 -2.80608789e-03 -2.57864168e-03 -2.80435937e-03 -2.68941777e-03 -2.60270903e-03 -2.50762669e-03 -2.36766290e-03 -2.20410912e-03 -2.34129226e-03 -2.29171666e-03 -2.11705129e-03 -2.02968290e-03 -2.02850028e-03 -2.07946342e-03 -2.25087770e-03 -2.39689184e-03 -2.05977326e-03 -1.56295095e-03 -9.36303232e-04 7.82467586e-07] | strain in spar cap on upper surface at location xu,yu_strain with loads P_strain
rotorse.rs.constr.strainL_spar | intermediate |  | [ 3.71332417e-04 -3.72639022e-04 2.85355639e-03 6.20972284e-03 6.39138162e-03 5.02187599e-03 4.05355152e-03 3.95832993e-03 3.44908199e-03 3.00313205e-03 2.64774338e-03 2.43803273e-03 2.70076757e-03 2.57415233e-03 2.48941922e-03 2.39834926e-03 2.26461353e-03 2.10762749e-03 2.28141442e-03 2.23253305e-03 2.06549883e-03 1.98469419e-03 1.98517391e-03 2.03393257e-03 2.19648936e-03 2.33652336e-03 2.00399339e-03 1.51307859e-03 8.98340602e-04 -7.79480181e-07] | strain in spar cap on lower surface at location xl,yl_strain with loads P_strain
rotorse.rs.constr.strainU_te | intermediate |  | [ 2.51894395e-03 -2.47347927e-03 1.50360965e-03 -3.48749247e-03 -7.21415989e-04 -2.97759116e-05 2.11693714e-04 1.31662903e-04 2.65453536e-04 2.22783141e-04 1.84384610e-04 1.58717275e-04 1.22649443e-04 1.88103641e-04 2.27080196e-04 2.72515520e-04 3.20489948e-04 4.07202355e-04 4.33482409e-04 6.78158792e-04 7.47576154e-04 6.86112559e-04 6.31297004e-04 5.74740110e-04 -3.30842367e-04 -5.05480822e-05 -3.23058920e-05 1.85946294e-05 6.09752532e-05 -9.01031197e-08] | strain in trailing edge on upper surface at location xu,yu_strain with loads P_strain
rotorse.rs.constr.strainL_te | intermediate |  | [ 2.51894395e-03 -2.47347927e-03 1.50360965e-03 -3.05031407e-03 -2.29535687e-04 3.33231426e-04 4.87793531e-04 3.62543799e-04 4.68447150e-04 3.99052754e-04 3.39582785e-04 3.01951170e-04 2.78232844e-04 3.40616517e-04 3.79674125e-04 4.25535288e-04 4.72771977e-04 5.56098780e-04 6.08347613e-04 8.66306665e-04 9.30470618e-04 8.72149232e-04 8.27658379e-04 7.87209229e-04 -3.30842367e-04 -5.05480822e-05 -3.23058920e-05 1.85946294e-05 6.09752532e-05 -9.01031197e-08] | strain in trailing edge on lower surface at location xl,yl_strain with loads P_strain
rotorse.s | intermediate |  | [0. 0.03448276 0.06896552 0.10344828 0.13793103 0.17241379 0.20689655 0.24137931 0.27586207 0.31034483 0.34482759 0.37931034 0.4137931 0.44827586 0.48275862 0.51724138 0.55172414 0.5862069 0.62068966 0.65517241 0.68965517 0.72413793 0.75862069 0.79310345 0.82758621 0.86206897 0.89655172 0.93103448 0.96551724 1. ] | 1D array of the non-dimensional spanwise grid defined along blade axis (0-blade root, 1-blade tip)
rotorse.rs.constr.rated_Omega | intermediate | rpm | [6.50569608] | rotor rotation speed at rated
rotorse.rs.constr.flap_mode_freqs | intermediate | Hz | [0.43635535 1.5520436 3.1344712 5.3675374 8.28028765] | Frequencies associated with mode shapes in the flap direction
rotorse.rs.constr.edge_mode_freqs | intermediate | Hz | [ 0.63792683 2.07784572 4.42117895 7.36388905 10.94404035] | Frequencies associated with mode shapes in the edge direction
rotorse.rs.constr.tors_mode_freqs | intermediate | Hz | [0. 0. 0. 0. 0.] | Frequencies associated with mode shapes in the torsional direction
rotorse.blade_span_cg | output | m | [38.8178847] | Distance along the blade span for its center of gravity
rotorse.rs.x_az | output | m | [0. 0. 0. 0. 0. 0. 0. 0. 0. 0. 0. 0. 0. 0. 0. 0. 0. 0. 0. 0. 0. 0. 0. 0. 0. 0. 0. 0. 0. 0.] | location of blade in azimuth x-coordinate system (prebend)
rotorse.rs.y_az | output | m | [0. 0. 0. 0. 0. 0. 0. 0. 0. 0. 0. 0. 0. 0. 0. 0. 0. 0. 0. 0. 0. 0. 0. 0. 0. 0. 0. 0. 0. 0.] | location of blade in azimuth y-coordinate system (sweep)
rotorse.rs.z_az | output | m | [ 5. 9.63601566 14.27203031 18.90804595 23.5440618 28.18007696 32.81609163 37.45210674 42.08812293 46.72413792 51.36015307 55.99616874 60.63218335 65.26819902 69.9042149 74.54023024 79.17624496 83.81226082 88.4482756 93.0842909 97.72030656 102.35632155 106.9923365 111.62835247 116.26436815 120.90038327 125.5363991 130.17241384 134.80842876 139.44444444] | location of blade in azimuth z-coordinate system (from root to tip)
rotorse.rs.frame.Px_af | intermediate | N/m | [ 2100.29605195 1463.80986011 1456.82422641 4157.25867419 5384.94105713 6792.13038712 8306.14091671 9267.49883323 10461.36776721 11633.019983 13020.84225874 14325.29501907 13310.21279632 14165.78595799 14895.78207447 15599.59270389 16594.8501806 17651.36979613 17249.49508087 17434.75062011 17892.23106382 18142.62677527 18370.45242262 18652.17621377 18653.73520942 18465.61616818 18341.6726623 18000.92189361 17762.09136979 9356.26626496] | distributed load (force per unit length) in airfoil x-direction
rotorse.rs.frame.Py_af | intermediate | N/m | [ 291.74682101 1777.47033562 1860.89571163 414.30501783 -37.73608921 -440.72384808 -801.0759551 -1287.40474396 -1542.21386609 -1768.42219584 -2068.85510132 -2368.48572568 -1816.23455887 -2006.78192594 -2199.50363428 -2399.09554501 -2666.09267649 -2931.85920248 -2699.84808189 -2717.5930698 -2819.13841511 -2885.63806037 -2952.90618277 -3025.654807 -3011.91934313 -3068.8604781 -2989.37639052 -2878.0304563 -2816.97279231 -1524.91750426] | distributed load (force per unit length) in airfoil y-direction
rotorse.rs.frame.Pz_af | intermediate | N/m | [-22879.26441928 -13382.16431204 -6379.44886916 -1426.56806598 1187.32992687 2736.04399111 3778.71528636 4753.2713527 5858.05240484 7234.58626972 8676.55855363 9879.10112801 10535.61276725 10950.4527478 11049.62321739 11013.42555668 10946.13869854 10722.61331959 10224.93383863 9768.72544356 9416.92995698 8798.37436501 7801.46417051 6654.13936402 5053.37372569 3734.7140318 2802.57766836 2154.38775304 1484.47145508 643.91148034] | distributed load (force per unit length) in airfoil z-direction
rotorse.A | output | m**2 | [1.57860955 1.29794848 1.04302655 1.39470821 1.26718664 1.20140256 1.16196641 1.08719802 1.04087678 1.00930157 0.97728262 0.92455134 0.82423396 0.74621966 0.66242861 0.58549954 0.51946738 0.45929099 0.39110284 0.33634804 0.29017792 0.24226831 0.19297115 0.14732785 0.09137256 0.0646931 0.04646624 0.03287135 0.0172078 0.00671586] | airfoil cross section material area
rotorse.EA | output | N | [4.51188935e+10 3.77261537e+10 3.20527250e+10 2.41339802e+10 2.30515053e+10 2.24266348e+10 2.25887200e+10 2.30209735e+10 2.39446481e+10 2.51441786e+10 2.60233947e+10 2.61343757e+10 2.55218414e+10 2.44937846e+10 2.32468075e+10 2.20188163e+10 2.09021762e+10 1.97379546e+10 1.84646928e+10 1.71836852e+10 1.58398606e+10 1.38749865e+10 1.11815414e+10 8.37698511e+09 5.86333857e+09 4.18725042e+09 2.84895948e+09 1.73942269e+09 8.44091717e+08 2.12482173e+08] | axial stiffness
rotorse.EIxx | output | N*m**2 | [1.35241238e+11 1.13558943e+11 9.55621001e+10 5.62320879e+10 5.74977838e+10 6.04833458e+10 6.54938529e+10 7.02071846e+10 7.40130183e+10 7.96983171e+10 8.36064965e+10 8.14009225e+10 7.23902285e+10 5.91296198e+10 4.49856196e+10 3.34610359e+10 2.50639721e+10 1.78408701e+10 1.17031720e+10 7.40824765e+09 5.33117974e+09 4.09803357e+09 3.15615475e+09 2.43821648e+09 1.43703156e+09 8.78454053e+08 5.63072441e+08 3.79675468e+08 2.23209305e+08 2.12601131e+07] | edgewise stiffness (bending about :ref:`x-axis of airfoil aligned coordinate system <blade_airfoil_coord>`)
rotorse.EIyy | output | N*m**2 | [1.35362303e+11 1.14340658e+11 9.71054457e+10 1.51080737e+10 1.67646514e+10 2.27962115e+10 2.83387474e+10 2.49884700e+10 2.62838497e+10 2.75602039e+10 2.82917998e+10 2.70856764e+10 1.85755724e+10 1.64809289e+10 1.41473745e+10 1.20487794e+10 1.04378639e+10 9.09241806e+09 5.89268378e+09 4.43587839e+09 3.65001710e+09 2.79044823e+09 1.98630032e+09 1.32526755e+09 7.42080804e+08 3.53847971e+08 2.05720946e+08 1.02545077e+08 2.72995410e+07 1.26591128e+06] | flapwise stiffness (bending about y-axis of airfoil aligned coordinate system)
rotorse.EIxy | output | N*m**2 | [-9.82426806e+05 2.61353943e+09 8.96748842e+09 5.91331041e+09 7.14343502e+09 8.46166451e+09 8.85044478e+09 7.68720368e+09 7.42072283e+09 7.28740770e+09 6.96674791e+09 6.12802109e+09 4.04582741e+09 3.10046944e+09 2.26404660e+09 1.63362833e+09 1.19451730e+09 8.34293420e+08 3.49854396e+08 1.47956302e+08 7.33672011e+07 3.83218132e+07 2.09384689e+07 1.72915902e+07 7.14860022e+06 2.20953582e+06 2.36744182e+06 2.56776384e+06 1.68631670e+06 1.99280605e+05] | coupled flap-edge stiffness
rotorse.GJ | output | N*m**2 | [7.91813070e+10 6.53963645e+10 5.18179465e+10 6.79439679e+09 5.01380401e+09 3.94558452e+09 2.76017178e+09 1.61001318e+09 1.21121282e+09 1.09463070e+09 1.06955286e+09 1.00490879e+09 6.91187817e+08 6.07681155e+08 5.15291348e+08 4.34142794e+08 3.73848560e+08 3.24629616e+08 2.28099019e+08 1.77649311e+08 1.48625717e+08 1.21964259e+08 1.01401399e+08 8.54718715e+07 5.70142432e+07 2.77797700e+07 1.79199404e+07 1.31380836e+07 6.46338180e+06 6.37561610e+05] | torsional stiffness (about axial z-direction of airfoil aligned coordinate system)
rotorse.rhoA | output | kg/m | [3056.54643899 2506.5706024 1998.36349 1364.04212301 1078.74434195 842.59679863 700.5853695 630.39464084 604.7552445 611.38308457 620.65656301 612.61400644 576.57856186 536.28378234 489.66592641 445.66873643 407.5464048 369.67989884 328.23113438 293.37164051 265.68007491 234.05459467 196.32440604 158.8702368 114.76955069 80.87803552 57.99603389 42.68641187 28.21298491 11.75812651] | mass per unit length
rotorse.rhoJ | output | kg*m | [1.83337898e+04 1.51440464e+04 1.20183842e+04 4.09417112e+03 3.73768845e+03 3.60264338e+03 3.57269748e+03 3.44282475e+03 3.41153747e+03 3.53032239e+03 3.61823257e+03 3.47817532e+03 2.97984216e+03 2.48788717e+03 1.95661396e+03 1.51202390e+03 1.18253929e+03 8.99305711e+02 6.19242488e+02 4.26117890e+02 3.19399903e+02 2.43762639e+02 1.85844901e+02 1.42387655e+02 8.55062157e+01 4.97132562e+01 3.17264449e+01 2.19296443e+01 1.33774225e+01 1.45624655e+00] | polar mass moment of inertia per unit length
rotorse.x_ec | output | m | [ 8.61339334e-16 -6.65064012e-16 5.72458747e-17 -1.71071105e-04 -2.30347464e-04 -1.51131933e-04 -1.18647694e-05 2.22999946e-04 3.06187480e-04 3.55195353e-04 3.82546971e-04 3.85424534e-04 -1.29972975e-04 -1.03519438e-04 -7.55458886e-05 -5.15283567e-05 -3.28632314e-05 -1.64021689e-05 -1.74412783e-05 -1.39181844e-05 -1.05621361e-05 -8.79140258e-06 -8.65233580e-06 -1.04212465e-05 -1.86225552e-05 -1.75951352e-05 -1.77475450e-05 -2.37640240e-05 -2.04429438e-05 -1.76396525e-05] | x-distance to elastic center from point about which above structural properties are computed (airfoil aligned coordinate system)
rotorse.y_ec | output | m | [-3.69983991e-17 -2.52890157e-17 -7.97972799e-17 9.31260237e-03 1.04684766e-02 1.37875636e-02 1.76799228e-02 1.64728699e-02 1.80370186e-02 1.91811122e-02 1.97769885e-02 1.91081300e-02 -3.45100871e-03 -2.92434543e-03 -2.32498121e-03 -1.79492085e-03 -1.37866495e-03 -9.97685103e-04 -5.77005486e-04 -3.42156457e-04 -2.58675602e-04 -2.34464449e-04 -2.57123999e-04 -3.33297426e-04 2.51140847e-04 2.20164899e-04 1.83510203e-04 8.17273083e-05 8.66033977e-04 7.14274931e-04] | y-distance to elastic center from point about which above structural properties are computed
rotorse.rs.strains.EI11 | intermediate | N*m**2 | [1.35241230e+11 1.11307196e+11 8.73331436e+10 1.42746233e+10 1.55481316e+10 2.09833431e+10 2.63379122e+10 2.37172320e+10 2.51565865e+10 2.65606636e+10 2.74277393e+10 2.64027984e+10 1.82731036e+10 1.62567098e+10 1.39820415e+10 1.19248603e+10 1.03409495e+10 9.01356651e+09 5.87169456e+09 4.42853170e+09 3.64682137e+09 2.78932608e+09 1.98592567e+09 1.32499896e+09 7.42007276e+08 3.53838663e+08 2.05705261e+08 1.02521286e+08 2.72850263e+07 1.26392513e+06] | stiffness w.r.t principal axis 1
rotorse.rs.strains.EI22 | intermediate | N*m**2 | [1.35362311e+11 1.16592405e+11 1.05334402e+11 5.70634447e+10 5.87117762e+10 6.22919505e+10 6.74876273e+10 7.14721745e+10 7.51324892e+10 8.06886033e+10 8.44603747e+10 8.20742544e+10 7.26923929e+10 5.93536291e+10 4.51508268e+10 3.35848841e+10 2.51608467e+10 1.79197020e+10 1.17241550e+10 7.41559233e+09 5.33437441e+09 4.09915495e+09 3.15652866e+09 2.43848414e+09 1.43710472e+09 8.78463156e+08 5.63088029e+08 3.79699246e+08 2.23223186e+08 2.12619908e+07] | stiffness w.r.t principal axis 2
rotorse.rs.strains.alpha | intermediate | deg | [-89.53509368 49.25279964 47.45915802 8.02263887 9.6646111 12.09245256 12.73880915 9.39015187 8.6377548 7.8101097 7.07024999 6.35870338 4.27552368 4.1363075 4.17663901 4.33787749 4.6384055 5.39915782 3.43329686 2.84265884 2.49411036 1.677266 1.02506189 0.88990213 0.58929159 0.24131451 0.37956202 0.53081653 0.49313752 0.57099758] | Angle between blade c.s. and principal axes
rotorse.rs.strains.M1 | intermediate | N*m | [-1.37247339e+08 -1.29131299e+08 -1.92526394e+07 -6.05582771e+07 -8.93042526e+07 -8.73898176e+07 -8.36098393e+07 -7.95024725e+07 -7.42819872e+07 -6.81728799e+07 -6.20946760e+07 -5.61627704e+07 -5.04770410e+07 -4.49161112e+07 -3.95549662e+07 -3.44862880e+07 -2.97339662e+07 -2.53172228e+07 -2.12469339e+07 -1.75061766e+07 -1.41189679e+07 -1.10853026e+07 -8.40822123e+06 -6.09964343e+06 -4.16206154e+06 -2.59470437e+06 -1.40019267e+06 -5.76745505e+05 -1.20242591e+05 9.98611995e+00] | distribution along blade span of bending moment w.r.t principal axis 1
rotorse.rs.strains.M2 | intermediate | N*m | [-1.98171526e+07 -1.83165637e+07 1.20691928e+08 9.66884226e+07 5.72902059e+07 4.50498909e+07 3.52781816e+07 2.52103365e+07 1.74414267e+07 1.33035391e+07 9.95783932e+06 7.08221671e+06 3.93333475e+06 1.62530288e+06 6.95062012e+05 2.06847233e+05 1.29689480e+04 5.73610117e+04 -3.60756843e+05 -8.94094339e+05 -1.01022575e+06 -1.01671778e+06 -9.48700810e+05 -7.74604905e+05 -5.60388685e+05 -3.64447972e+05 -1.98212763e+05 -8.04445075e+04 -1.67870146e+04 1.62237540e-01] | distribution along blade span of bending moment w.r.t principal axis 2
rotorse.rs.strains.F3 | intermediate | N | [6.71803724e+05 7.55857980e+05 8.01665533e+05 8.19759936e+05 8.20314492e+05 8.11220084e+05 7.96118828e+05 7.76341624e+05 7.51744492e+05 7.21395664e+05 6.84513520e+05 6.41501366e+05 5.94179919e+05 5.44375062e+05 4.93378721e+05 4.42236414e+05 3.91333995e+05 3.41105666e+05 2.92549106e+05 2.46203657e+05 2.01731168e+05 1.59507964e+05 1.21029424e+05 8.75212267e+04 6.03831276e+04 4.00122784e+04 2.48587868e+04 1.33685077e+04 4.93360675e+03 3.27418093e-11] | axial resultant along blade span
rotorse.xu_spar | output |  | [2.49928294 1.91526956 1.90632309 1.0273328 1.06312865 1.19992245 1.29333893 1.18317689 1.18716418 1.18851428 1.18592458 1.15828056 0.97350496 0.93213158 0.88256527 0.8337524 0.79382297 0.75914373 0.63191268 0.56754309 0.5354089 0.49977632 0.46803542 0.44028087 0.39102724 0.31984946 0.29592479 0.27092831 0.20626413 0.09705126] | x-position of midpoint of spar cap on upper surface for strain calculation
rotorse.xl_spar | output |  | [-2.49907113 -1.91560782 -1.91148454 -1.05833387 -1.10365924 -1.24245773 -1.33545112 -1.24399424 -1.24691746 -1.25032768 -1.24964177 -1.22282242 -1.03147321 -0.98420034 -0.92726893 -0.87162745 -0.82581647 -0.78517857 -0.6490078 -0.57931845 -0.54619239 -0.50993076 -0.47816553 -0.45100916 -0.39949865 -0.3238724 -0.29952999 -0.2746618 -0.20950574 -0.10050957] | x-position of midpoint of spar cap on lower surface for strain calculation
rotorse.yu_spar | output |  | [ 1.92686794e-04 1.60532303e+00 1.58467344e+00 2.08386232e-03 -1.72864928e-01 -2.55673878e-01 -3.37431546e-01 -4.57004665e-01 -5.07655634e-01 -5.61361144e-01 -6.07036244e-01 -6.29683513e-01 -6.28066284e-01 -5.61983024e-01 -4.73889669e-01 -3.89826825e-01 -3.18330440e-01 -2.44283208e-01 -1.78317360e-01 -1.26461898e-01 -1.05715479e-01 -1.00101246e-01 -1.03368798e-01 -1.14607193e-01 -1.09283190e-01 -9.52431795e-02 -9.43952898e-02 -1.20177707e-01 -1.91273088e-01 -1.82045091e-01] | y-position of midpoint of spar cap on upper surface for strain calculation
rotorse.yl_spar | output |  | [ 2.07526539e-04 -1.60496056e+00 -1.60053184e+00 -1.42531296e+00 -1.28317759e+00 -1.14854529e+00 -1.05286497e+00 -9.73548902e-01 -9.49307582e-01 -9.47036430e-01 -9.38318196e-01 -8.95923669e-01 -7.99374120e-01 -6.84732161e-01 -5.59343228e-01 -4.49048143e-01 -3.59653983e-01 -2.71713138e-01 -1.85066601e-01 -1.16688760e-01 -8.35654087e-02 -7.08295330e-02 -6.80791958e-02 -7.54744294e-02 -7.22863796e-02 -6.34776610e-02 -6.39036284e-02 -9.00569859e-02 -1.67217488e-01 -1.68891778e-01] | y-position of midpoint of spar cap on lower surface for strain calculation
rotorse.xu_te | output |  | [-1.35447417e-05 -7.30098243e-06 -4.21113420e-03 1.07474000e-01 1.18955014e-01 1.37027837e-01 1.54493451e-01 1.92167598e-01 1.94510736e-01 1.94773769e-01 1.94346056e-01 1.93006006e-01 1.60675225e-01 1.58441930e-01 1.56173824e-01 1.53519525e-01 1.51392221e-01 1.49883026e-01 8.97471736e-02 6.54710053e-02 6.61501959e-02 6.63608876e-02 6.62270859e-02 6.56832142e-02 -2.48704497e-02 -5.20134805e-02 -4.80470226e-02 -4.42011374e-02 -3.68400243e-02 -1.69175212e-02] | x-position of midpoint of trailing-edge panel on upper surface for strain calculation
rotorse.xl_te | output |  | [-1.35447417e-05 -7.30098243e-06 -4.21113420e-03 5.59431344e-03 3.45309858e-02 5.14830638e-02 6.90980883e-02 1.23978659e-01 1.26321797e-01 1.26584830e-01 1.26230834e-01 1.26066800e-01 1.04613889e-01 1.03521425e-01 1.02533724e-01 1.00929456e-01 9.87736453e-02 9.72405735e-02 4.17347792e-02 1.82479622e-02 1.93523688e-02 2.00337918e-02 2.03590875e-02 2.00253381e-02 -2.48704497e-02 -5.20134805e-02 -4.80470226e-02 -4.42011374e-02 -3.68400243e-02 -1.69175212e-02] | x-position of midpoint of trailing-edge panel on lower surface for strain calculation
rotorse.yu_te | output |  | [-2.49980353 -2.49980415 -2.48983408 2.7415787 3.1030998 3.53990519 3.90841591 4.08207301 4.07301919 4.05044199 4.02180357 3.95877061 3.87665954 3.76368218 3.61389321 3.45893386 3.33220969 3.23111026 3.12562482 3.00375479 2.83949806 2.63761228 2.45083264 2.28003213 -1.02754122 -0.94742095 -0.88267936 -0.84206151 -0.84417236 -0.50426837] | y-position of midpoint of trailing-edge panel on upper surface for strain calculation
rotorse.yl_te | output |  | [-2.49980353 -2.49980415 -2.48983408 2.75529798 3.1133204 3.55007995 3.91810006 4.08933005 4.08027623 4.05769903 4.0290642 3.96598066 3.88275339 3.76983576 3.62013291 3.46524742 3.33857986 3.23752515 3.13181258 3.01002789 2.84584493 2.6440347 2.45731326 2.28654257 -1.02754122 -0.94742095 -0.88267936 -0.84206151 -0.84417236 -0.50426837] | y-position of midpoint of trailing-edge panel on lower surface for strain calculation
rotorse.rs.tip_pos.dx_tip | intermediate | m | [27.27284359] | deflection at tip in blade x-direction
rotorse.rs.tip_pos.dy_tip | intermediate | m | [-6.97437421] | deflection at tip in blade y-direction
rotorse.rs.tip_pos.dz_tip | intermediate | m | [-0.00267893] | deflection at tip in blade z-direction
rotorse.rs.tip_pos.3d_curv_tip | intermediate | deg | [4.] | total coning angle including precone and curvature
rotorse.rs.tot_loads_gust.aeroloads_Px | intermediate | N/m | [ 576.2687245 653.7193944 740.52051931 2137.446504 3341.56650045 4910.53569833 6543.14809907 7517.14195306 8668.16790333 9742.98001237 11018.15247492 12277.22909972 11488.4363257 12403.17872183 13210.22243391 13984.57037908 15028.03442807 16142.00872986 15891.75623519 16197.52647456 16747.36540553 17101.98339391 17466.08333425 17887.78504285 18055.05002672 17993.74864008 17965.85890474 17702.09970274 17539.38460978 9269.26211867] | distributed loads in blade-aligned x-direction
rotorse.rs.tot_loads_gust.aeroloads_Py | intermediate | N/m | [ 118.83610993 204.28348744 270.103549 -2371.84243619 -2906.9701696 -3273.26515828 -3601.94411507 -3916.65162201 -4212.3464757 -4488.12756138 -4842.5657077 -5092.24496079 -4021.0878063 -4057.0006474 -4108.13477055 -4204.55548168 -4434.0216187 -4675.05076034 -4211.20818091 -4016.48580975 -3941.75244104 -3873.22284107 -3803.57428466 -3768.77214837 -3715.90633084 -3756.89203392 -3651.42444272 -3468.0760568 -3334.86334591 -1698.20488072] | distributed loads in blade-aligned y-direction
rotorse.rs.tot_loads_gust.aeroloads_Pz | intermediate | N/m | [0. 0. 0. 0. 0. 0. 0. 0. 0. 0. 0. 0. 0. 0. 0. 0. 0. 0. 0. 0. 0. 0. 0. 0. 0. 0. 0. 0. 0. 0.] | distributed loads in blade-aligned z-direction
rotorse.rs.tot_loads_gust.aeroloads_Omega | intermediate | rpm | [6.50569608] | rotor rotation speed
rotorse.rs.tot_loads_gust.aeroloads_pitch | intermediate | deg | [4.69552253] | pitch angle
rotorse.rs.3d_curv | output | deg | [4. 4. 4. 4. 4. 4. 4. 4. 4. 4. 4. 4. 4. 4. 4. 4. 4. 4. 4. 4. 4. 4. 4. 4. 4. 4. 4. 4. 4. 4.] | total cone angle from precone and curvature
rotorse.stall_check.aoa_along_span | intermediate | deg | [66.51173835 16.25301561 5.57476071 1.53941901 3.08412451 4.92897387 5.76903264 5.72989735 5.3562005 5.03600923 4.82129169 4.85627914 4.92222979 5.1402094 5.36697114 5.48475579 5.51377902 5.52099177 5.37983173 5.60965447 5.93008229 6.1950636 6.45390517 6.62981602 6.61546928 6.52575553 6.41137483 6.28429763 5.97522746 6.83665283] | Angle of attack along blade span
rotorse.total_bc.inner_blade_cost | intermediate | USD | [1019039.40094009] | Total cost (variable and fixed) for the blade inner portion.
tcc.main_bearing_mass | intermediate | kg | [30785.64283173]
tcc.bedplate_mass | intermediate | kg | [40686.9261128]
tcc.blade_mass | intermediate | kg | [82202.84270091]
tcc.blade_cost_external | intermediate | USD | [1019039.40094009]
tcc.brake_mass | intermediate | kg | [40856.75736848]
tcc.converter_mass | intermediate | kg | [17435.1]
tcc.cover_mass | intermediate | kg | [18115.28091561]
tcc.gearbox_mass | intermediate | kg | [0.]
tcc.generator_mass | intermediate | kg | [374255.80864455]
tcc.generator_cost_external | intermediate | USD | [5111403.68907388]
tcc.hss_mass | intermediate | kg | [0.]
tcc.hub_cost | output | USD | [126215.0406877]
tcc.hub_mass | intermediate | kg | [32362.83094557]
tcc.pitch_system_cost | output | USD | [1362918.94634098]
tcc.pitch_system_mass | intermediate | kg | [61670.54055842]
tcc.spinner_cost | output | USD | [62083.79240841]
tcc.spinner_mass | intermediate | kg | [5593.13445121]
tcc.hvac_mass | intermediate | kg | [13759.21246481]
tcc.lss_mass | intermediate | kg | [21455.50702769]
tcc.lss_cost | output | USD | [255320.53362953]
tcc.main_bearing_cost | output | USD | [138535.39274281]
tcc.gearbox_cost | output | USD | [0.]
tcc.hss_cost | output | USD | [0.]
tcc.brake_cost | output | USD | [148122.08816368]
tcc.generator_cost | output | USD | [5111403.68907388]
tcc.bedplate_cost | output | USD | [117992.08572713]
tcc.yaw_system_cost | output | USD | [234713.9930994]
tcc.yaw_mass | intermediate | kg | [28278.79434933]
tcc.converter_cost | output | USD | [327779.88]
tcc.hvac_cost | output | USD | [1706142.34563702]
tcc.cover_cost | output | USD | [103257.10121898]
tcc.elec_cost | output | USD | [920700.]
tcc.controls_cost | output | USD | [465300.]
tcc.platforms_mass | intermediate | kg | [41472.]
tcc.platforms_cost | output | USD | [709171.2]
tcc.transformer_cost | output | USD | [827952.]
tcc.transformer_mass | intermediate | kg | [44040.]
tcc.blade_cost | output | USD | [1019039.40094009]
tcc.rotor_cost | output | USD | [4608335.98225735]
tcc.rotor_mass_tcc | output | kg | [346235.0340579]
tcc.nacelle_cost | output | USD | [11204925.70203523]
tcc.nacelle_mass_tcc | output | kg | [701926.67254674]
tcc.tower_cost | output | USD | [4264060.72553156]
tcc.tower_mass | intermediate | kg | [1643959.16114273]
tcc.turbine_cost | output | USD | [20077322.40982414]
tcc.turbine_cost_kW | output | USD/kW | [912.60556408]
tcc.turbine_mass_tcc | output | kg | [2692120.86774738]
tcc.hub_system_cost | output | USD | [1551217.77943709]
tcc.hub_system_mass_tcc | output | kg | [99626.50595519]
tcc.tower_parts_cost | output | USD | [4264060.72553156]
tcc.tower_cost_external | intermediate | USD | [4264060.72553156]
tcons.rated_Omega | intermediate | rpm | [6.50569608] | rotor rotation speed at rated
tcons.tower_freq | intermediate | Hz | [0.31250636]
tcons.tip_deflection | intermediate | m | [26.20657716]
tcons.Rtip | intermediate | m | [139.44444444]
tcons.ref_axis_blade | intermediate | m | [[ 0. 0. 0. ] [ 0. 0. 4.63601566] [ 0. 0. 9.27203031] [ 0. 0. 13.90804595] [ 0. 0. 18.5440618 ] [ 0. 0. 23.18007696] [ 0. 0. 27.81609163] [ 0. 0. 32.45210674] [ 0. 0. 37.08812293] [ 0. 0. 41.72413792] [ 0. 0. 46.36015307] [ 0. 0. 50.99616874] [ 0. 0. 55.63218335] [ 0. 0. 60.26819902] [ 0. 0. 64.9042149 ] [ 0. 0. 69.54023024] [ 0. 0. 74.17624496] [ 0. 0. 78.81226082] [ 0. 0. 83.4482756 ] [ 0. 0. 88.0842909 ] [ 0. 0. 92.72030656] [ 0. 0. 97.35632155] [ 0. 0. 101.9923365 ] [ 0. 0. 106.62835247] [ 0. 0. 111.26436815] [ 0. 0. 115.90038327] [ 0. 0. 120.5363991 ] [ 0. 0. 125.17241384] [ 0. 0. 129.80842876] [ 0. 0. 134.44444444]]
tcons.ref_axis_tower | intermediate | m | [[ 0. 0. 15. ] [ 0. 0. 49.38182432] [ 0. 0. 98.49871622] [ 0. 0. 127.96885135] [ 0. 0. 160.386 ]]
towerse.env.distLoads.windLoads_Px | intermediate | N/m | [1154.23090128 1330.36755932 1457.86896875 1560.38926079 1681.0788755 1782.27606325 1870.28924025 1824.21176272 1772.93820355 1717.53132929 1510.40540236 1309.54623576 1110.8400215 ]
towerse.env.distLoads.windLoads_Py | intermediate | N/m | [0. 0. 0. 0. 0. 0. 0. 0. 0. 0. 0. 0. 0.]
towerse.env.distLoads.windLoads_Pz | intermediate | N/m | [0. 0. 0. 0. 0. 0. 0. 0. 0. 0. 0. 0. 0.]
towerse.env.distLoads.windLoads_qdyn | intermediate | N/m**2 | [149.22138516 170.99882329 186.42360704 198.62105122 212.75054448 224.41147359 234.41883415 239.82875707 244.87771568 249.61701766 254.52095067 259.14271802 263.51728927]
towerse.env.distLoads.windLoads_z | intermediate | m | [ 15. 26.46060811 37.92121622 49.38182432 65.75412162 82.12641892 98.49871622 108.32209459 118.14547297 127.96885135 138.77456757 149.58028378 160.386 ]
towerse.env.distLoads.windLoads_beta | intermediate | deg | [0.]
towerse.z_global | output | m | [ 15. 26.46060811 37.92121622 49.38182432 65.75412162 82.12641892 98.49871622 108.32209459 118.14547297 127.96885135 138.77456757 149.58028378 160.386 ]
towerse.env.Uref | intermediate | m/s | [20.82785313]
towerse.wind_reference_height | intermediate | m | [166.]
towerse.env.windLoads.U | intermediate | m/s | [15.60854738 16.70873282 17.44606181 18.00775575 18.63726986 19.14121415 19.56334908 19.78780317 19.99500818 20.18757014 20.38490641 20.56915535 20.74204206]
towerse.outer_diameter_full | output | m | [11. 11. 11. 11. 11. 11. 11. 10.55241574 10.10483149 9.65724723 8.43816482 7.21908241 6. ]
towerse.joint1 | output | m | [ 0. 0. 15.]
towerse.joint2 | output | m | [ 0. 0. 160.386]
towerse.s_full | output | m | [0. 0.07882883 0.15765766 0.23648649 0.3490991 0.46171171 0.57432432 0.64189189 0.70945946 0.77702703 0.85135135 0.92567568 1. ]
towerse.g2e.Px_global | intermediate | N/m | [1154.23090128 1330.36755932 1457.86896875 1560.38926079 1681.0788755 1782.27606325 1870.28924025 1824.21176272 1772.93820355 1717.53132929 1510.40540236 1309.54623576 1110.8400215 ]
towerse.g2e.Py_global | intermediate | N/m | [0. 0. 0. 0. 0. 0. 0. 0. 0. 0. 0. 0. 0.]
towerse.g2e.Pz_global | intermediate | N/m | [0. 0. 0. 0. 0. 0. 0. 0. 0. 0. 0. 0. 0.]
towerse.g2e.qdyn_global | intermediate | Pa | [149.22138516 170.99882329 186.42360704 198.62105122 212.75054448 224.41147359 234.41883415 239.82875707 244.87771568 249.61701766 254.52095067 259.14271802 263.51728927]
towerse.lc:Px | intermediate | N/m | [0. 0. 0. 0. 0. 0. 0. 0. 0. 0. 0. 0. 0.]
towerse.lc:Py | intermediate | N/m | [0. 0. 0. 0. 0. 0. 0. 0. 0. 0. 0. 0. 0.]
towerse.lc:Pz | intermediate | N/m | [-1154.23090128 -1330.36755932 -1457.86896875 -1560.38926079 -1681.0788755 -1782.27606325 -1870.28924025 -1824.21176272 -1772.93820355 -1717.53132929 -1510.40540236 -1309.54623576 -1110.8400215 ]
towerse.lc:qdyn | intermediate | Pa | [149.22138516 170.99882329 186.42360704 198.62105122 212.75054448 224.41147359 234.41883415 239.82875707 244.87771568 249.61701766 254.52095067 259.14271802 263.51728927]
towerse.member.gc.d | intermediate | m | [11. 11. 11. 9.65724723 6. ]
towerse.member.gc.t | intermediate | m | [0.0665219 0.04674686 0.0270118 0.01715083]
towerse.member.s | output |  | [0. 0.23648649 0.57432432 0.77702703 1. ]
towerse.member.height | output | m | [145.386]
towerse.tower_outer_diameter | output | m | [11. 11. 11. 9.65724723 6. ]
towerse.tower_wall_thickness | output | m | [0.0665219 0.04674686 0.0270118 0.01715083]
towerse.member.E | output | Pa | [2.e+11 2.e+11 2.e+11 2.e+11]
towerse.member.G | output | Pa | [7.93e+10 7.93e+10 7.93e+10 7.93e+10]
towerse.member.sigma_y | output | Pa | [3.45e+08 3.45e+08 3.45e+08 3.45e+08]
towerse.member.rho | output | kg/m**3 | [7800. 7800. 7800. 7800.]
towerse.member.unit_cost | output | USD/kg | [0.7 0.7 0.7 0.7]
towerse.member.outfitting_factor | output |  | [1.07 1.07 1.07 1.07]
towerse.nodes_xyz | output | m | [[ 0. 0. 15. ] [ 0. 0. 26.46060811] [ 0. 0. 37.92121622] [ 0. 0. 49.38182432] [ 0. 0. 65.75412162] [ 0. 0. 82.12641892] [ 0. 0. 98.49871622] [ 0. 0. 108.32209459] [ 0. 0. 118.14547297] [ 0. 0. 127.96885135] [ 0. 0. 138.77456757] [ 0. 0. 149.58028378] [ 0. 0. 160.386 ]]
towerse.z_full | output | m | [ 0. 11.46060811 22.92121622 34.38182432 50.75412162 67.12641892 83.49871622 93.32209459 103.14547297 112.96885135 123.77456757 134.58028378 145.386 ]
towerse.tower_s | intermediate |  | [0. 0.23648649 0.57432432 0.77702703 1. ]
towerse.t_full | output | m | [0.0665219 0.0665219 0.0665219 0.04674686 0.04674686 0.04674686 0.0270118 0.0270118 0.0270118 0.01715083 0.01715083 0.01715083]
towerse.E_full | output | Pa | [2.e+11 2.e+11 2.e+11 2.e+11 2.e+11 2.e+11 2.e+11 2.e+11 2.e+11 2.e+11 2.e+11 2.e+11]
towerse.G_full | output | Pa | [7.93e+10 7.93e+10 7.93e+10 7.93e+10 7.93e+10 7.93e+10 7.93e+10 7.93e+10 7.93e+10 7.93e+10 7.93e+10 7.93e+10]
towerse.sigma_y_full | output | Pa | [3.45e+08 3.45e+08 3.45e+08 3.45e+08 3.45e+08 3.45e+08 3.45e+08 3.45e+08 3.45e+08 3.45e+08 3.45e+08 3.45e+08]
towerse.rho_full | output | kg/m**3 | [7800. 7800. 7800. 7800. 7800. 7800. 7800. 7800. 7800. 7800. 7800. 7800.]
towerse.outfitting_full | output |  | [1.07 1.07 1.07 1.07 1.07 1.07 1.07 1.07 1.07 1.07 1.07 1.07]
towerse.member.unit_cost_full | output | USD/kg | [0.7 0.7 0.7 0.7 0.7 0.7 0.7 0.7 0.7 0.7 0.7 0.7]
towerse.tower_height | intermediate | m | [145.386]
towerse.section_A | output | m**2 | [2.4448749 2.4448749 2.4448749 1.7211915 1.7211915 1.7211915 0.97602984 0.93538907 0.8947483 0.52063491 0.45035165 0.38006839]
towerse.section_Asx | output | m**2 | [1.39116612 1.39116612 1.39116612 0.97857559 0.97857559 0.97857559 0.55448183 0.53141965 0.50835749 0.29569177 0.25580838 0.21592509]
towerse.section_Asy | output | m**2 | [1.39116612 1.39116612 1.39116612 0.97857559 0.97857559 0.97857559 0.55448183 0.53141965 0.50835749 0.29569177 0.25580838 0.21592509]
towerse.section_Ixx | output | kg*m**2 | [36.53418388 36.53418388 36.53418388 25.81269595 25.81269595 25.81269595 14.09703638 12.40839621 10.86029707 5.30730164 3.43502353 2.06471703]
towerse.section_Iyy | output | kg*m**2 | [36.53418388 36.53418388 36.53418388 25.81269595 25.81269595 25.81269595 14.09703638 12.40839621 10.86029707 5.30730164 3.43502353 2.06471703]
towerse.section_J0 | output | kg*m**2 | [73.06836775 73.06836775 73.06836775 51.62539191 51.62539191 51.62539191 28.19407277 24.81679242 21.72059414 10.61460327 6.87004705 4.12943406]
towerse.section_rho | output | kg/m**3 | [7800. 7800. 7800. 7800. 7800. 7800. 7800. 7800. 7800. 7800. 7800. 7800.]
towerse.section_E | output | Pa | [2.e+11 2.e+11 2.e+11 2.e+11 2.e+11 2.e+11 2.e+11 2.e+11 2.e+11 2.e+11 2.e+11 2.e+11]
towerse.section_G | output | Pa | [7.93e+10 7.93e+10 7.93e+10 7.93e+10 7.93e+10 7.93e+10 7.93e+10 7.93e+10 7.93e+10 7.93e+10 7.93e+10 7.93e+10]
towerse.post.cylinder_Fz | intermediate | N | [[-21531621.54770504] [-19372590.43300442] [-17212254.40485103] [-15030524.86585842] [-12846997.09318283] [-10661935.90469546] [ -9910597.88443989] [ -9190270.07077373] [ -8500997.78009001] [ -8053415.67244817] [ -7666106.47851507] [ -7339025.18873822]]
towerse.post.cylinder_Vx | intermediate | N | [[4693443.53556453] [4694517.89597218] [4695501.663789 ] [4696878.493575 ] [4698432.43783307] [4699717.43587556] [4695586.55394666] [4695801.26568999] [4695962.61878001] [4695122.11863975] [4695060.04972148] [4694869.45655025]]
towerse.post.cylinder_Vy | intermediate | N | [[13248.25891772] [13253.96564254] [13259.41813445] [13267.44568679] [13277.28978462] [13286.36841661] [13262.40786998] [13264.72060837] [13266.97689622] [13262.63805701] [13264.88531504] [13267.57070564]]
towerse.post.cylinder_Mxx | intermediate | N*m | [[-3368447.57758342] [-3214644.06613469] [-3059922.0332781 ] [-2837328.68984608] [-2613239.50427331] [-2388457.90851418] [-2253538.22748978] [-2118149.20343023] [-1982332.52034015] [-1832058.30563414] [-1680098.46814444] [-1525659.24738564]]
towerse.post.cylinder_Myy | intermediate | N*m | [[ 6.34133585e+08] [ 5.79965120e+08] [ 5.25633339e+08] [ 4.47756857e+08] [ 3.69661654e+08] [ 2.91503246e+08] [ 2.44634433e+08] [ 1.97732250e+08] [ 1.50812635e+08] [ 9.91639035e+07] [ 4.74541212e+07] [-4.28613288e+06]]
towerse.post.cylinder_Mzz | intermediate | N*m | [[13932330.35327783] [13932175.30946919] [13932020.14531816] [13932384.99625114] [13932162.26978915] [13931939.36688049] [13932547.28500208] [13932489.54071721] [13932432.64113602] [13933496.99437049] [13933770.16795594] [13934172.26380511]]
towerse.qdyn | output | Pa | [[149.22138516] [170.99882329] [186.42360704] [198.62105122] [212.75054448] [224.41147359] [234.41883415] [239.82875707] [244.87771568] [249.61701766] [254.52095067] [259.14271802] [263.51728927]]
towerse.hub_height | intermediate | m | [166.]
towerse.foundation_height | intermediate | m | [15.]
towerse.rna_mass | intermediate | kg | [1048161.70660465]
towerse.rna_I | intermediate | kg*m**2 | [6.41046445e+08 4.11564195e+08 3.91911400e+08 8.72005017e+02 7.89530073e+06 2.84007068e+05]
towerse.rna_cg | intermediate | m | [-6.98323076 -0.12945044 4.62140362]
towerse.tower.rna_F | intermediate | N | [[ 4692830.49305465] [ 13245.19282646] [-7339025.18873822]]
towerse.tower.rna_M | intermediate | N*m | [[-1525653.07758095] [-4286210.45000953] [13930628.04045356]]
towerse.Px | output | N/m | [[0.] [0.] [0.] [0.] [0.] [0.] [0.] [0.] [0.] [0.] [0.] [0.] [0.]]
towerse.Py | output | N/m | [[0.] [0.] [0.] [0.] [0.] [0.] [0.] [0.] [0.] [0.] [0.] [0.] [0.]]
towerse.Pz | output | N/m | [[-1154.23090128] [-1330.36755932] [-1457.86896875] [-1560.38926079] [-1681.0788755 ] [-1782.27606325] [-1870.28924025] [-1824.21176272] [-1772.93820355] [-1717.53132929] [-1510.40540236] [-1309.54623576] [-1110.8400215 ]]
towerse.tower_mass | output | kg | [1643959.16114273]
towerse.tower_center_of_mass | output | m | [52.16424701]
towerse.tower_I_base | output | kg*m**2 | [6.65499818e+09 6.65499818e+09 4.69347437e+07 0.00000000e+00 0.00000000e+00 0.00000000e+00]
af_3d.cl | intermediate |  | [[[[-3.25260652e-19]] [[ 3.46944695e-18]] [[-1.38777878e-17]] ... [[ 3.38271078e-17]] [[-1.73472348e-18]] [[-3.57786717e-18]]] [[[-3.25260652e-19]] [[ 3.46944695e-18]] [[-1.38777878e-17]] ... [[ 3.38271078e-17]] [[-1.73472348e-18]] [[-3.57786717e-18]]] [[[ 2.73078505e-06]] [[ 2.98091593e-03]] [[ 6.06291339e-03]] ... [[-6.92034637e-03]] [[-3.91267001e-03]] [[ 2.73078505e-06]]] ... [[[ 9.21676640e-03]] [[ 2.51471281e-01]] [[ 4.27156974e-01]] ... [[-3.71288339e-01]] [[-2.06675555e-01]] [[ 9.21676640e-03]]] [[[ 3.09216345e-03]] [[ 2.32480415e-01]] [[ 4.50210209e-01]] ... [[-4.32384247e-01]] [[-2.18147196e-01]] [[ 3.09218622e-03]]] [[[-1.53642952e-08]] [[ 2.24280087e-01]] [[ 4.60935912e-01]] ... [[-4.60935912e-01]] [[-2.24280087e-01]] [[ 1.53642952e-08]]]] | 4D array with the lift coefficients of the airfoils. Dimension 0 is along the blade span for n_span stations, dimension 1 is along the angles of attack, dimension 2 is along the Reynolds number, dimension 3 is along the number of tabs, which may describe multiple sets at the same station, for example in presence of a flap.
af_3d.cd | intermediate |  | [[[[0.5 ]] [[0.5 ]] [[0.5 ]] ... [[0.5 ]] [[0.5 ]] [[0.5 ]]] [[[0.5 ]] [[0.5 ]] [[0.5 ]] ... [[0.5 ]] [[0.5 ]] [[0.5 ]]] [[[0.49137702]] [[0.49043419]] [[0.48892981]] ... [[0.48965496]] [[0.49070562]] [[0.49137702]]] ... [[[0.0181314 ]] [[0.02483905]] [[0.04066577]] ... [[0.040122 ]] [[0.02443972]] [[0.0181314 ]]] [[[0.01948591]] [[0.02537717]] [[0.04093476]] ... [[0.04032334]] [[0.02497146]] [[0.01948591]]] [[[0.0198 ]] [[0.02572598]] [[0.04114402]] ... [[0.04047996]] [[0.02538511]] [[0.0198 ]]]] | 4D array with the drag coefficients of the airfoils. Dimension 0 is along the blade span for n_span stations, dimension 1 is along the angles of attack, dimension 2 is along the Reynolds number, dimension 3 is along the number of tabs, which may describe multiple sets at the same station, for example in presence of a flap.
af_3d.cm | intermediate |  | [[[[-4.06575815e-20]] [[-3.90312782e-18]] [[ 8.67361738e-19]] ... [[-1.73472348e-18]] [[ 3.03576608e-18]] [[-3.38813179e-21]]] [[[-4.06575815e-20]] [[-3.90312782e-18]] [[ 8.67361738e-19]] ... [[-1.73472348e-18]] [[ 3.03576608e-18]] [[-3.38813179e-21]]] [[[ 4.36640486e-06]] [[ 1.62642880e-03]] [[ 3.08066092e-03]] ... [[-3.62633011e-03]] [[-1.91565467e-03]] [[ 4.36640486e-06]]] ... [[[ 2.63288849e-05]] [[ 1.38197125e-01]] [[ 2.18248197e-01]] ... [[-2.19142237e-01]] [[-1.37131107e-01]] [[ 2.63288849e-05]]] [[[ 8.41607132e-06]] [[ 1.20935538e-01]] [[ 2.27726470e-01]] ... [[-2.27946656e-01]] [[-1.20522643e-01]] [[ 8.42749206e-06]]] [[[-7.71299959e-09]] [[ 1.12680187e-01]] [[ 2.31783829e-01]] ... [[-2.31710912e-01]] [[-1.12584318e-01]] [[ 7.70271560e-09]]]] | 4D array with the moment coefficients of the airfoils. Dimension 0 is along the blade span for n_span stations, dimension 1 is along the angles of attack, dimension 2 is along the Reynolds number, dimension 3 is along the number of tabs, which may describe multiple sets at the same station, for example in presence of a flap.
af_3d.r_blade | intermediate | m | [ 5. 9.63601566 14.27203031 18.90804595 23.5440618 28.18007696 32.81609163 37.45210674 42.08812293 46.72413792 51.36015307 55.99616874 60.63218335 65.26819902 69.9042149 74.54023024 79.17624496 83.81226082 88.4482756 93.0842909 97.72030656 102.35632155 106.9923365 111.62835247 116.26436815 120.90038327 125.5363991 130.17241384 134.80842876 139.44444444] | 1D array of the dimensional spanwise grid defined along the rotor (hub radius to blade tip projected on the plane)
af_3d.rotor_radius | intermediate | m | [139.44444444] | Scalar of the rotor radius, defined ignoring prebend and sweep curvatures, and cone and uptilt angles.
af_3d.r_thick | intermediate |  | [1. 1. 0.99101587 0.43258416 0.4 0.4 0.39394548 0.35 0.35 0.35 0.35 0.34702777 0.30061553 0.3 0.3 0.3 0.3 0.3 0.26396806 0.25 0.25 0.25 0.25 0.25 0.23767926 0.21 0.21 0.21 0.17698155 0.17 ] | 1D array of the relative thicknesses of the blade defined along span.
af_3d.chord | intermediate | m | [5. 5. 5.00260989 5.2480683 5.68201728 6.23616503 6.72749243 7. 7. 7. 6.98183684 6.87665127 6.68776951 6.4039089 6.04770743 5.69841438 5.41172253 5.15989218 4.90713585 4.65624341 4.39302948 4.10244436 3.84568831 3.62340492 3.39079802 3.13728849 2.90194672 2.65905396 2.40367374 1.19 ] | 1D array of the chord values defined along blade span.
blade.compute_coord_xy_dim.chord | intermediate | m | [5. 5. 5.00260989 5.2480683 5.68201728 6.23616503 6.72749243 7. 7. 7. 6.98183684 6.87665127 6.68776951 6.4039089 6.04770743 5.69841438 5.41172253 5.15989218 4.90713585 4.65624341 4.39302948 4.10244436 3.84568831 3.62340492 3.39079802 3.13728849 2.90194672 2.65905396 2.40367374 1.19 ] | 1D array of the chord values defined along blade span.
blade.compute_coord_xy_dim.pitch_axis | intermediate |  | [0.5 0.5 0.49663095 0.28721906 0.275 0.275 0.275 0.275 0.275 0.275 0.275 0.275 0.275 0.275 0.275 0.275 0.275 0.275 0.275 0.275 0.275 0.275 0.275 0.275 0.275 0.275 0.275 0.275 0.275 0.275 ] | 1D array of the chordwise position of the pitch axis (0-LE, 1-TE), defined along blade span.
blade.compute_coord_xy_dim.twist | intermediate | rad | [ 0. 0.71108204 0.71010059 0.62110926 0.48126332 0.35494216 0.26821741 0.21192099 0.18140141 0.15852501 0.13658278 0.11252435 0.08642306 0.06482777 0.04778457 0.03510491 0.02572079 0.01779535 0.00639055 -0.0069435 -0.01885381 -0.02725267 -0.03545553 -0.04197126 -0.04408781 -0.04456735 -0.04574229 -0.04908141 -0.05272335 -0.06340223] | 1D array of the twist values defined along blade span. The twist is defined positive for negative rotations around the z axis (the same as in BeamDyn).
blade.compute_coord_xy_dim.coord_xy_interp | intermediate |  | [[[ 1.00000000e+00 4.33680869e-19] [ 9.99310113e-01 -2.24586628e-02] [ 9.97715675e-01 -4.48159779e-02] ... [ 9.97767307e-01 4.41944433e-02] [ 9.99327246e-01 2.21465777e-02] [ 1.00000000e+00 -6.93889390e-18]] [[ 1.00000000e+00 4.33680869e-19] [ 9.99310113e-01 -2.24586628e-02] [ 9.97715675e-01 -4.48159779e-02] ... [ 9.97767307e-01 4.41944433e-02] [ 9.99327246e-01 2.21465777e-02] [ 1.00000000e+00 -6.93889390e-18]] [[ 1.00000000e+00 -1.56104353e-04] [ 9.98960339e-01 -2.19985674e-02] [ 9.97044546e-01 -4.37023034e-02] ... [ 9.97159777e-01 4.35554803e-02] [ 9.99009420e-01 2.19216886e-02] [ 1.00000000e+00 1.51000341e-04]] ... [[ 1.00000000e+00 -1.85825746e-03] [ 9.76833665e-01 1.35723908e-03] [ 9.53606753e-01 3.82309105e-03] ... [ 9.54692392e-01 1.46317490e-02] [ 9.77407565e-01 8.41049825e-03] [ 1.00000000e+00 2.01974332e-03]] [[ 1.00000000e+00 -1.64330792e-03] [ 9.76390332e-01 1.07534451e-03] [ 9.52741801e-01 3.14102139e-03] ... [ 9.53634224e-01 1.27279592e-02] [ 9.76861871e-01 7.26970573e-03] [ 1.00000000e+00 1.65190981e-03]] [[ 1.00000000e+00 -1.59933238e-03] [ 9.76316764e-01 1.06223114e-03] [ 9.52601299e-01 3.08357338e-03] ... [ 9.53511819e-01 1.19996935e-02] [ 9.76793838e-01 6.84560730e-03] [ 1.00000000e+00 1.54000107e-03]]] | 3D array of the non-dimensional x and y airfoil coordinates of the airfoils interpolated along span for n_span stations. The leading edge is place at x=0 and y=0.
blade.compute_coord_xy_dim.ref_axis | intermediate | m | [[ 0. 0. 0. ] [ 0. 0. 4.63601566] [ 0. 0. 9.27203031] [ 0. 0. 13.90804595] [ 0. 0. 18.5440618 ] [ 0. 0. 23.18007696] [ 0. 0. 27.81609163] [ 0. 0. 32.45210674] [ 0. 0. 37.08812293] [ 0. 0. 41.72413792] [ 0. 0. 46.36015307] [ 0. 0. 50.99616874] [ 0. 0. 55.63218335] [ 0. 0. 60.26819902] [ 0. 0. 64.9042149 ] [ 0. 0. 69.54023024] [ 0. 0. 74.17624496] [ 0. 0. 78.81226082] [ 0. 0. 83.4482756 ] [ 0. 0. 88.0842909 ] [ 0. 0. 92.72030656] [ 0. 0. 97.35632155] [ 0. 0. 101.9923365 ] [ 0. 0. 106.62835247] [ 0. 0. 111.26436815] [ 0. 0. 115.90038327] [ 0. 0. 120.5363991 ] [ 0. 0. 125.17241384] [ 0. 0. 129.80842876] [ 0. 0. 134.44444444]] | 2D array of the coordinates (x,y,z) of the blade reference axis, defined along blade span. The coordinate system is the one of BeamDyn: it is placed at blade root with x pointing the suction side of the blade, y pointing the trailing edge and z along the blade span. A standard configuration will have negative x values (prebend), if swept positive y values, and positive z values.
blade.compute_reynolds.local_airfoil_velocities | intermediate | m/s | [ 8.5651844 9.67445481 11.24742986 13.40063107 15.50231675 17.74846716 20.09570124 22.51558936 25.00157577 27.52752535 30.07711072 32.64451708 35.21852502 37.81162894 40.42358356 43.04842862 45.68217886 48.32204211 50.94296751 53.5779752 56.22647542 58.88640888 61.54778109 64.211858 66.89160336 69.56199067 72.23388287 74.89451805 77.55170175 79.46950661]
blade.compute_reynolds.chord | intermediate | m | [5. 5. 5.00260989 5.2480683 5.68201728 6.23616503 6.72749243 7. 7. 7. 6.98183684 6.87665127 6.68776951 6.4039089 6.04770743 5.69841438 5.41172253 5.15989218 4.90713585 4.65624341 4.39302948 4.10244436 3.84568831 3.62340492 3.39079802 3.13728849 2.90194672 2.65905396 2.40367374 1.19 ]
blade.high_level_blade_props.blade_ref_axis_user | intermediate | m | [[ 0. 0. 0. ] [ 0. 0. 4.17241409] [ 0. 0. 8.34482728] [ 0. 0. 12.51724135] [ 0. 0. 16.68965562] [ 0. 0. 20.86206926] [ 0. 0. 25.03448247] [ 0. 0. 29.20689606] [ 0. 0. 33.37931064] [ 0. 0. 37.55172413] [ 0. 0. 41.72413776] [ 0. 0. 45.89655186] [ 0. 0. 50.06896501] [ 0. 0. 54.24137912] [ 0. 0. 58.41379341] [ 0. 0. 62.58620722] [ 0. 0. 66.75862046] [ 0. 0. 70.93103474] [ 0. 0. 75.10344804] [ 0. 0. 79.27586181] [ 0. 0. 83.44827591] [ 0. 0. 87.62068939] [ 0. 0. 91.79310285] [ 0. 0. 95.96551723] [ 0. 0. 100.13793134] [ 0. 0. 104.31034494] [ 0. 0. 108.48275919] [ 0. 0. 112.65517245] [ 0. 0. 116.82758588] [ 0. 0. 121. ]] | 2D array of the coordinates (x,y,z) of the blade reference axis, defined along blade span. The coordinate system is the one of BeamDyn: it is placed at blade root with x pointing the suction side of the blade, y pointing the trailing edge and z along the blade span. A standard configuration will have negative x values (prebend), if swept positive y values, and positive z values.
blade.high_level_blade_props.hub_radius | intermediate | m | [5.] | Radius of the hub. It defines the distance of the blade root from the rotor center along the coned line.
blade.internal_structure_2d_fem.s | intermediate |  | [0. 0.03448276 0.06896552 0.10344828 0.13793103 0.17241379 0.20689655 0.24137931 0.27586207 0.31034483 0.34482759 0.37931034 0.4137931 0.44827586 0.48275862 0.51724138 0.55172414 0.5862069 0.62068966 0.65517241 0.68965517 0.72413793 0.75862069 0.79310345 0.82758621 0.86206897 0.89655172 0.93103448 0.96551724 1. ] | 1D array of the non-dimensional spanwise grid defined along blade axis (0-blade root, 1-blade tip)
blade.internal_structure_2d_fem.coord_xy_dim | intermediate | m | [[[ 2.50000000e+00 2.16840434e-18] [ 2.49655057e+00 -1.12293314e-01] [ 2.48857837e+00 -2.24079889e-01] ... [ 2.48883653e+00 2.20972216e-01] [ 2.49663623e+00 1.10732888e-01] [ 2.50000000e+00 -3.46944695e-17]] [[ 2.50000000e+00 2.16840434e-18] [ 2.49655057e+00 -1.12293314e-01] [ 2.48857837e+00 -2.24079889e-01] ... [ 2.48883653e+00 2.20972216e-01] [ 2.49663623e+00 1.10732888e-01] [ 2.50000000e+00 -3.46944695e-17]] [[ 2.51815898e+00 -7.80929181e-04] [ 2.51295796e+00 -1.10050251e-01] [ 2.50337400e+00 -2.18625575e-01] ... [ 2.50395045e+00 2.17891076e-01] [ 2.51320350e+00 1.09665656e-01] [ 2.51815898e+00 7.55395796e-04]] ... [[ 1.92781412e+00 -4.94120685e-03] [ 1.86621359e+00 3.60897196e-03] [ 1.80445197e+00 1.01658054e-02] ... [ 1.80733875e+00 3.89066102e-02] [ 1.86773962e+00 2.23639687e-02] [ 1.92781412e+00 5.37060646e-03]] [[ 1.74266346e+00 -3.94997610e-03] [ 1.68591352e+00 2.58477737e-03] [ 1.62907017e+00 7.54999065e-03] ... [ 1.63121526e+00 3.05938613e-02] [ 1.68704695e+00 1.74740008e-02] [ 1.74266346e+00 3.97065222e-03]] [[ 8.62750000e-01 -1.90320553e-03] [ 8.34566949e-01 1.26405505e-03] [ 8.06345545e-01 3.66945232e-03] ... [ 8.07429065e-01 1.42796353e-02] [ 8.35134668e-01 8.14627269e-03] [ 8.62750000e-01 1.83260127e-03]]] | 3D array of the dimensional x and y airfoil coordinates of the airfoils interpolated along span for n_span stations. The origin is placed at the pitch axis.
blade.internal_structure_2d_fem.twist | intermediate | rad | [ 0. 0.71108204 0.71010059 0.62110926 0.48126332 0.35494216 0.26821741 0.21192099 0.18140141 0.15852501 0.13658278 0.11252435 0.08642306 0.06482777 0.04778457 0.03510491 0.02572079 0.01779535 0.00639055 -0.0069435 -0.01885381 -0.02725267 -0.03545553 -0.04197126 -0.04408781 -0.04456735 -0.04574229 -0.04908141 -0.05272335 -0.06340223] | 1D array of the twist values defined along blade span. The twist is defined positive for negative rotations around the z axis (the same as in BeamDyn).
blade.internal_structure_2d_fem.chord | intermediate | m | [5. 5. 5.00260989 5.2480683 5.68201728 6.23616503 6.72749243 7. 7. 7. 6.98183684 6.87665127 6.68776951 6.4039089 6.04770743 5.69841438 5.41172253 5.15989218 4.90713585 4.65624341 4.39302948 4.10244436 3.84568831 3.62340492 3.39079802 3.13728849 2.90194672 2.65905396 2.40367374 1.19 ] | 1D array of the chord values defined along blade span.
blade.internal_structure_2d_fem.pitch_axis | intermediate |  | [0.5 0.5 0.49663095 0.28721906 0.275 0.275 0.275 0.275 0.275 0.275 0.275 0.275 0.275 0.275 0.275 0.275 0.275 0.275 0.275 0.275 0.275 0.275 0.275 0.275 0.275 0.275 0.275 0.275 0.275 0.275 ] | 1D array of the chordwise position of the pitch axis (0-LE, 1-TE), defined along blade span.
blade.interp_airfoils.s | intermediate |  | [0. 0.03448276 0.06896552 0.10344828 0.13793103 0.17241379 0.20689655 0.24137931 0.27586207 0.31034483 0.34482759 0.37931034 0.4137931 0.44827586 0.48275862 0.51724138 0.55172414 0.5862069 0.62068966 0.65517241 0.68965517 0.72413793 0.75862069 0.79310345 0.82758621 0.86206897 0.89655172 0.93103448 0.96551724 1. ] | 1D array of the non-dimensional spanwise grid defined along blade axis (0-blade root, 1-blade tip)
blade.interp_airfoils.pitch_axis | intermediate |  | [0.5 0.5 0.49663095 0.28721906 0.275 0.275 0.275 0.275 0.275 0.275 0.275 0.275 0.275 0.275 0.275 0.275 0.275 0.275 0.275 0.275 0.275 0.275 0.275 0.275 0.275 0.275 0.275 0.275 0.275 0.275 ] | 1D array of the chordwise position of the pitch axis (0-LE, 1-TE), defined along blade span.
blade.interp_airfoils.chord | intermediate | m | [5. 5. 5.00260989 5.2480683 5.68201728 6.23616503 6.72749243 7. 7. 7. 6.98183684 6.87665127 6.68776951 6.4039089 6.04770743 5.69841438 5.41172253 5.15989218 4.90713585 4.65624341 4.39302948 4.10244436 3.84568831 3.62340492 3.39079802 3.13728849 2.90194672 2.65905396 2.40367374 1.19 ] | 1D array of the chord values defined along blade span.
blade.interp_airfoils.r_thick_yaml | intermediate |  | [0. 0. 0. 0. 0. 0. 0. 0. 0. 0. 0. 0. 0. 0. 0. 0. 0. 0. 0. 0. 0. 0. 0. 0. 0. 0. 0. 0. 0. 0.] | 1D array of the relative thicknesses of the blade defined along span.
blade.pa.s | intermediate |  | [0. 0.03448276 0.06896552 0.10344828 0.13793103 0.17241379 0.20689655 0.24137931 0.27586207 0.31034483 0.34482759 0.37931034 0.4137931 0.44827586 0.48275862 0.51724138 0.55172414 0.5862069 0.62068966 0.65517241 0.68965517 0.72413793 0.75862069 0.79310345 0.82758621 0.86206897 0.89655172 0.93103448 0.96551724 1. ] | 1D array of the non-dimensional spanwise grid defined along blade axis (0-blade root, 1-blade tip)
blade.ps.s | intermediate |  | [0. 0.03448276 0.06896552 0.10344828 0.13793103 0.17241379 0.20689655 0.24137931 0.27586207 0.31034483 0.34482759 0.37931034 0.4137931 0.44827586 0.48275862 0.51724138 0.55172414 0.5862069 0.62068966 0.65517241 0.68965517 0.72413793 0.75862069 0.79310345 0.82758621 0.86206897 0.89655172 0.93103448 0.96551724 1. ] | 1D array of the non-dimensional spanwise grid defined along blade axis (0-blade root, 1-blade tip)
high_level_tower_props.rotor_diameter | intermediate | m | [280.] | Diameter of the rotor used in WISDEM. It is defined as two times the blade length plus the hub diameter.
tower_grid.ref_axis | intermediate | m | [[ 0. 0. 15. ] [ 0. 0. 49.38182432] [ 0. 0. 98.49871622] [ 0. 0. 127.96885135] [ 0. 0. 160.386 ]] | 2D array of the coordinates (x,y,z) of the tower reference axis. The coordinate system is the global coordinate system of OpenFAST: it is placed at tower base with x pointing downwind, y pointing on the side and z pointing vertically upwards. A standard tower configuration will have zero x and y values and positive z values.
financese.plant_aep | output | USD/kW/h | [3.61238432e+09]
financese.capacity_factor | output |  | [0.46860527] | Capacity factor of the wind farm
financese.lcoe | output | USD/kW/h | [0.08635477] | Levelized cost of energy: LCOE is the cost that, if assigned to every unit of electricity by an asset over an evaluation period, will equal the total costs during that same period when discounted to the base year.
financese.lvoe | output | USD/kW/h | [0.04] | Levelized value of energy: LVOE is the discounted sum of total value divided by the discounted sum of electrical energy generated.
financese.value_factor | output |  | [0.56338028] | Value factor is the LVOE divided by a benchmark price.
financese.nvoc | output | USD/kW/year | [-190.28552506] | Net value of capacity: NVOC is the difference in an asset’s total annualized value and annualized cost, divided by the installed capacity of the asset. NVOC ≥ 0 for economic viability.
financese.nvoe | output | USD/kW/h | [-0.04635477] | Net value of energy: NVOE is the difference between LVOE and LCOE. NVOE ≥ 0 for economic viability.
financese.slcoe | output | USD/kW/h | [0.11735477] | System LCOE: SLCOE is the negative of NVOE but further adjusted by a benchmark price. System LCOE ≤ benchmark price for economic viability.
financese.bcr | output |  | [0.46320542] | Benefit cost ratio: BCR is the discounted sum of total value divided by the discounted sum of total cost. A higher BCR is more competitive. BCR ≥ 1 for economic viability
financese.cbr | output |  | [2.15886937] | Cost benefit ratio: CBR is the inverse of BCR. CBR ≤ 1 for economic viability. A lower CBR is more competitive.
financese.roi | output |  | [-0.53679458] | Return on investment: ROI can also be expressed as BCR – 1. A higher ROI is more competitive. ROI ≥ 0 for economic viability.
financese.pm | output |  | [-1.15886937] | Profit margin: PM can also be expressed as 1 - CBR. A higher PM is more competitive. PM ≥ 0 for economic viability.
financese.plcoe | output | USD/kW/h | [0.15327973] | Profitability adjusted PLCOE is the product of a benchmark price and CBR, which is equal to LCOE divided by value factor. A lower PLCOE is more competitive. PLCOE ≤ benchmark price for economic viability.
orbit.bos_capex | output | USD | [7.51675582e+08] | Total BOS CAPEX not including commissioning or decommissioning.
orbit.total_capex | output | USD | [2.61452558e+09] | Total BOS CAPEX including commissioning and decommissioning.
orbit.total_capex_kW | output | USD/kW | [2971.05179763] | Total BOS CAPEX including commissioning and decommissioning.
orbit.installation_time | output | h | [10346.26402926] | Total balance of system installation time.
orbit.installation_capex | output | USD | [2.81386732e+08] | Total balance of system installation cost.
drivese.bear1.mb_max_defl_ang | output | rad | [0.00872665]
drivese.bear1.mb_mass | output | kg | [48092.00178654]
drivese.bear1.mb_I | output | kg*m**2 | [59002.87469186 29771.95485598 29771.95485598]
drivese.bear2.mb_max_defl_ang | output | rad | [0.078]
drivese.bear2.mb_mass | output | kg | [13479.28387693]
drivese.bear2.mb_I | output | kg*m**2 | [16537.39640651 8344.51917506 8344.51917506]
drivese.drivetrain_spring_constant | output | N*m/rad | [5.11409396e+10]
drivese.drivetrain_damping_coefficient | output | N*m*s/rad | [55905940.7217227]
drivese.stage_ratios | output |  | [0. 0. 0.]
drivese.L_gearbox | output | m | [0.]
drivese.D_gearbox | output | m | [0.]
drivese.generator.con_uas | output | m | [-0.0029495]
drivese.generator.con_zas | output | m | [0.]
drivese.generator.con_yas | output | m | [-0.00869967]
drivese.generator.con_bst | output | m | [0.]
drivese.generator.con_uar | output | m | [-0.00033433]
drivese.generator.con_yar | output | m | [-0.01110796]
drivese.generator.con_zar | output | m | [0.]
drivese.generator.con_br | output | m | [0.]
drivese.generator.TCr | output | m**3 | [-20.47938022]
drivese.generator.TCs | output | m**3 | [-26.00985208]
drivese.generator.con_TC2r | output | m**3 | [-26.00985208]
drivese.generator.con_TC2s | output | m**3 | [-26.00985208]
drivese.generator.con_Bsmax | output | T | [1.35210541]
drivese.generator.K_rad_L | output |  | [0.2184466]
drivese.generator.K_rad_U | output |  | [0.2184466]
drivese.generator.D_ratio_L | output |  | [0.]
drivese.generator.D_ratio_U | output |  | [0.]
drivese.generator.converter_efficiency | output |  | [0.98579457 0.98577466 0.98575378 0.98573196 0.98570925 0.98568568 0.9856613 0.98563614 0.98561022 0.98558359 0.98555628 0.9855283 0.98549969 0.98547047 0.98544066 0.98541029 0.98537938 0.98534795 0.98531602 0.9852836 ]
drivese.generator.transformer_efficiency | output |  | [0.99819984 0.99816556 0.99813074 0.99809538 0.99805949 0.99802305 0.99798608 0.99794857 0.99791051 0.99787192 0.99783279 0.99779312 0.99775291 0.99771217 0.99767088 0.99762906 0.99758669 0.99754379 0.99750035 0.99745636]
drivese.generator_efficiency | output |  | [0.96907667 0.96869114 0.96830179 0.96797549 0.96763685 0.96735902 0.96706186 0.96678202 0.9665179 0.96626803 0.96603109 0.96585092 0.9655913 0.96538635 0.96519012 0.96500178 0.96482056 0.96464578 0.96442826 0.96426415]
drivese.generator_cost | output | USD | [5111403.68907388]
drivese.generator.B_rymax | output | T | [1.63478983]
drivese.generator.B_trmax | output | T | [0.]
drivese.generator.B_tsmax | output | T | [0.]
drivese.generator.B_g1 | output | T | [0.]
drivese.generator.B_pm1 | output |  | [1.14758177]
drivese.generator.N_s | output |  | [133.]
drivese.generator.b_s | output | m | [0.05034557]
drivese.generator.b_t | output | m | [0.0808961]
drivese.generator.A_Curcalc | output | mm**2 | [0.]
drivese.generator.A_Cuscalc | output | mm**2 | [784.05592112]
drivese.generator.b_m | output |  | [0.1288363]
drivese.generator.f | output |  | [ 8.33333333 8.46541194 8.59749054 8.72956914 8.86164775 8.99372635 9.12580495 9.25788356 9.38996216 9.52204077 9.65411937 9.78619797 9.91827658 10.05035518 10.18243378 10.31451239 10.44659099 10.57866959 10.7107482 10.8428268 ]
drivese.generator.I_s | output | A | [1799.5456869 1846.15046946 1887.92707823 1925.48862942 1959.34289094 1989.91563035 2017.56766106 2042.60756501 2065.30137147 2085.88004383 2104.54535648 2121.47456825 2136.82418233 2150.73300265 2163.324642 2174.70959759 2184.98698211 2194.24597759 2202.56706441 2210.02306642]
drivese.generator.R_s | output | ohm | [0.02678233 0.0263179 0.02600828 0.02554384 0.02523422 0.02476979 0.02446016 0.02415054 0.02384092 0.0235313 0.02322167 0.02275724 0.02260243 0.02229281 0.02198319 0.02167356 0.02136394 0.02105432 0.02089951 0.02058988]
drivese.generator.L_s | output |  | [0.01955476]
drivese.generator.J_s | output | A/m**2 | [6. 6. 6. 6. 6. 6. 6. 6. 6. 6. 6. 6. 6. 6. 6. 6. 6. 6. 6. 6.]
drivese.generator.A_1 | output |  | [57993.85389754 58464.06471763 59083.67318682 59183.12491634 59493.70831667 59309.96065876 59382.46002436 59358.44623877 59248.4706015 59061.69506827 58806.12178654 58093.58188219 58115.85555846 57692.84840326 57224.63504907 56715.56942961 56169.548146 55590.06850743 55390.57828847 54754.70424345]
drivese.generator.Losses | output | W | [346472.97540251 354186.95773526 361955.82370023 368230.35536868 374759.27062752 379846.88278968 385353.04971901 390428.22290009 395110.40906324 399434.10279056 403430.65395503 406083.46397891 410553.90796938 413730.31448672 416679.46271713 419421.14522443 421973.47270235 424353.03232029 427701.58276034 429787.60705892]
drivese.generator.S | output |  | [240.]
drivese.generator.Slot_aspect_ratio | output |  | [7.48715131]
drivese.generator.Slot_aspect_ratio1 | output |  | [0.]
drivese.generator.Slot_aspect_ratio2 | output |  | [0.]
drivese.generator.J_r | output |  | [0. 0. 0. 0. 0. 0. 0. 0. 0. 0. 0. 0. 0. 0. 0. 0. 0. 0. 0. 0.]
drivese.generator.L_sm | output |  | [0.]
drivese.generator.Q_r | output |  | [0.]
drivese.generator.R_R | output |  | [0.]
drivese.generator.b_r | output |  | [0.]
drivese.generator.b_tr | output |  | [0.]
drivese.generator.b_trmin | output |  | [0.]
drivese.generator.B_symax | output | T | [1.63455514]
drivese.generator.tau_p | output | m | [0.16104538]
drivese.generator.q | output | N/m**2 | [768352.15212278]
drivese.generator.len_ag | output | m | [0.01025247]
drivese.generator.h_t | output | m | [0.43194491]
drivese.generator.tau_s | output | m | [0.13393607]
drivese.generator.J_actual | output | A/m**2 | [1.62293393 1.66496481 1.70264136 1.73651653 1.76704825 1.79462051 1.8195587 1.84214113 1.86260771 1.88116674 1.8980002 1.91326794 1.9271111 1.93965488 1.95101074 1.96127835 1.97054709 1.97889738 1.98640182 1.99312607]
drivese.generator.T_e | output | N*m | [22187153.3217761]
drivese.generator.twist_r | output | deg | [0.0007458]
drivese.generator.twist_s | output | deg | [0.00015224]
drivese.generator.Structural_mass_rotor | output | kg | [66168.75073986]
drivese.generator.Structural_mass_stator | output | kg | [61098.33578311]
drivese.generator.Mass_tooth_stator | output | kg | [164516.00982305]
drivese.generator.Mass_yoke_rotor | output | kg | [20554.89809625]
drivese.generator.Mass_yoke_stator | output | kg | [18292.21340911]
drivese.hub_system_cost | output | USD | [25968.33424193]
drivese.constr_hub_diameter | output | m | [3.07179677]
drivese.spinner.spinner_diameter | output | m | [11.]
drivese.L_lss | output | m | [3.]
drivese.s_generator | output | m | [1.225]
drivese.constr_length | output | m | [0.77676827]
drivese.L_nose | output | m | [1.3]
drivese.D_bearing1 | output | m | [0.3]
drivese.D_bearing2 | output | m | [0.3]
drivese.constr_access | output | m | [[0.1 0. ] [0.1 0. ]]
drivese.constr_ecc | output | m | [-0.96964549]
drivese.torq_deflection | output | m | [0.00011232]
drivese.torq_angle | output | rad | [0.00018255]
drivese.lss_axial_stress | output | Pa | [[22662668.22790176] [22631836.50966073] [28573308.13174989] [29329872.3171544 ]]
drivese.lss_shear_stress | output | Pa | [[ 123993.57057157] [ 1664679.59984549] [ 8044895.18950068] [86204948.62675884]]
drivese.constr_lss_vonmises | output |  | [[0.08200983] [0.08255652] [0.1150334 ] [0.55061689]]
drivese.F_torq | output | N | [[-0.] [-0.] [-0.]]
drivese.M_torq | output | N*m | [[ 1.06018236e+08] [-0.00000000e+00] [-0.00000000e+00]]
drivese.lss_axial_load2stress | output | m**2 | [1.0976203 0. 0. 0. 1.56430446 1.56430446]
drivese.lss_shear_load2stress | output | m**2 | [0. 1.77770979 1.77770979 0.78215223 0. 0. ]
drivese.constr_shaft_deflection | output |  | [1.97113652]
drivese.constr_shaft_angle | output |  | [0.32037467]
drivese.hub_E | output | Pa | [1.18e+11]
drivese.hub_G | output | Pa | [4.76e+10]
drivese.hub_rho | output | kg/m**3 | [7200.]
drivese.hub_Xy | output | Pa | [2.65e+08]
drivese.hub_wohler_exp | output |  | [3.]
drivese.hub_wohler_A | output |  | [3.55346484e+10]
drivese.hub_mat_cost | output | USD/kg | [0.5]
drivese.spinner_rho | output | kg/m**3 | [1940.]
drivese.spinner_Xt | output | Pa | [38100000.]
drivese.spinner_mat_cost | output | USD/kg | [1.87]
drivese.lss_Xt | output | Pa | [8.14e+08]
drivese.lss_wohler_exp | output |  | [3.]
drivese.lss_wohler_A | output |  | [3.55346484e+10]
drivese.lss_cost | output | USD/kg | [0.9]
drivese.hss_E | output | Pa | [0.]
drivese.hss_G | output | Pa | [0.]
drivese.hss_rho | output | kg/m**3 | [0.]
drivese.hss_Xy | output | Pa | [0.]
drivese.hss_Xt | output | Pa | [0.]
drivese.hss_wohler_exp | output |  | [0.]
drivese.hss_wohler_A | output |  | [0.]
drivese.hss_cost | output | USD/kg | [0.]
drivese.bedplate_mat_cost | output | USD/kg | [0.9]
drivese.cover_length | output | m | [4.1544451]
drivese.cover_height | output | m | [11.67918228]
drivese.cover_width | output | m | [11.67918228]
drivese.mean_bearing_mass | output | kg | [30785.64283173]
drivese.total_bedplate_mass | output | kg | [40686.9261128]
drivese.above_yaw_mass | output | kg | [673647.87819742]
drivese.above_yaw_cm | output | m | [-3.95957787 -0.20141827 4.22932795]
drivese.nacelle_I | output | kg*m**2 | [10140743.54344421 9293455.53879861 9344748.55592312 516482.6753857 1927210.54337685 -266730.07937812]
drivese.above_yaw_I | output | kg*m**2 | [9673794.05012862 8419204.71926193 8935333.88174562 537255.28409532 1491032.75850946 -288917.8421952 ]
drivese.above_yaw_I_TT | output | kg*m**2 | [ 2.17508079e+07 3.10305136e+07 1.95242878e+07 -1.16415322e-10 1.27721782e+07 2.84938479e+05]
drivese.mb1_deflection | output | m | [0.00224359]
drivese.mb2_deflection | output | m | [0.00153188]
drivese.stator_deflection | output | m | [0.00143064]
drivese.mb1_angle | output | rad | [0.00033218]
drivese.mb2_angle | output | rad | [0.00035425]
drivese.stator_angle | output | rad | [0.00032626]
drivese.base_F | output | N | [[ 4692830.49305465] [ 13245.19282646] [-7339025.18873822]]
drivese.base_M | output | N*m | [[-1525653.07758095] [-4286210.45000953] [13930628.04045356]]
drivese.bedplate_nose_axial_stress | output | Pa | [[11852680.16645823] [14244212.37348448] [16857746.26618594] [19891910.81582917] [23632125.38073976] [28503022.48795608] [35161869.80889957] [44590611.39231902] [57886960.1792845 ] [74508349.26807906] [87502555.02930519] [48672766.93310393] [49044338.39034231] [11582599.80936954] [ 6631494.30359365]]
drivese.bedplate_nose_shear_stress | output | Pa | [[18226467.20202164] [15926146.04719006] [13633339.13423817] [11175701.9108626 ] [ 8328219.61946139] [ 9442784.93122024] [15889132.37124851] [24302989.34472663] [34859423.13551974] [46291289.25670944] [54316267.97312182] [28460619.78713776] [16827175.03867095] [16063189.43839162] [15940074.3648985 ]]
drivese.bedplate_nose_bending_stress | output | Pa | [[ 3354171.00162162] [ 4686740.33322759] [ 6211771.59232079] [ 8063123.93781173] [10435903.0338296 ] [13655321.55585179] [18307598.0201021 ] [25443616.11419768] [36604517.10745379] [52103465.69840016] [65587298.35046495] [ 0. ] [ 0. ] [ 0. ] [ 0. ]]
drivese.constr_bedplate_vonmises | output |  | [[0.12048179] [0.10969842] [0.10077905] [0.09401287] [0.09074144] [0.10717104] [0.14854558] [0.20702002] [0.28532508] [0.37627374] [0.44421532] [0.25067638] [0.20644202] [0.1090522 ] [0.10274628]]
drivese.constr_mb1_defl | output |  | [0.03806446]
drivese.constr_mb2_defl | output |  | [0.00454162]
drivese.constr_stator_deflection | output |  | [25.10774938]
drivese.constr_stator_angle | output |  | [0.57258334]
drivese.rotor_mass | output | kg | [346235.0340579]
drivese.rna_mass | output | kg | [1048161.70660465]
drivese.rna_cm | output | m | [-6.98323076 -0.12945044 4.62140362]
drivese.rna_I_TT | output | kg*m**2 | [6.41046445e+08 4.11564195e+08 3.91911400e+08 8.72005017e+02 7.89530073e+06 2.84007068e+05]
drivese.lss_rpm | output | rpm | [5. 5.07924716 5.15849432 5.23774149 5.31698865 5.39623581 5.47548297 5.55473013 5.6339773 5.71322446 5.79247162 5.87171878 5.95096595 6.03021311 6.10946027 6.18870743 6.26795459 6.34720176 6.42644892 6.50569608]
drivese.hss_rpm | output | rpm | [5. 5.07924716 5.15849432 5.23774149 5.31698865 5.39623581 5.47548297 5.55473013 5.6339773 5.71322446 5.79247162 5.87171878 5.95096595 6.03021311 6.10946027 6.18870743 6.26795459 6.34720176 6.42644892 6.50569608]
fixedse.env.Px | output | N/m | [ 0. 0. 0. 76069.22818689 76419.81487525 77475.80310771 79250.00595527 81764.21915156 85049.92502601 89149.36708317 100022.09247963 115010.75107985 135096.15327474 800.9660995 946.26847445 1044.50277861 1084.78056057 1121.07872497 1154.23090128]
fixedse.env.Py | output | N/m | [0. 0. 0. 0. 0. 0. 0. 0. 0. 0. 0. 0. 0. 0. 0. 0. 0. 0. 0.]
fixedse.env.Pz | output | N/m | [0. 0. 0. 0. 0. 0. 0. 0. 0. 0. 0. 0. 0. 0. 0. 0. 0. 0. 0.]
fixedse.env.qdyn | output | N/m**2 | [0.00000000e+00 0.00000000e+00 0.00000000e+00 2.15074037e+05 1.98385216e+05 1.81824409e+05 1.65393706e+05 1.49096632e+05 1.32938195e+05 1.16924975e+05 8.53689986e+04 5.45174752e+04 2.44944192e+04 1.04006400e+02 1.22830795e+02 1.35384568e+02 1.40487083e+02 1.45062267e+02 1.49221385e+02]
fixedse.env.wave.U | output | m/s | [0. 0. 0. 1.1006516 1.10542853 1.11980079 1.14389313 1.17791467 1.22216074 1.2770154 1.42055127 1.61351678 1.86262639 0. 0. 0. 0. 0. 0. ]
fixedse.env.wave.W | output | m/s | [ 0. 0. 0. -0. -0.10265619 -0.20620346 -0.31154061 -0.41958199 -0.53126542 -0.64756033 -0.89807125 -1.17983155 -1.50264538 0. 0. 0. 0. 0. 0. ]
fixedse.env.wave.V | output | m/s | [0. 0. 0. 1.1006516 1.1101849 1.13862797 1.18555853 1.25041274 1.33263642 1.43181797 1.68062425 1.9988594 2.39318202 0. 0. 0. 0. 0. 0. ]
fixedse.env.wave.A | output | m/s**2 | [0. 0. 0. 0.7318093 0.73498543 0.74454136 0.76056005 0.78318055 0.8125992 0.84907136 0.94450655 1.07280687 1.23843669 0. 0. 0. 0. 0. 0. ]
fixedse.env.wave.p | output | N/m**2 | [ 0. 0. 0. 214453.17714555 197758.95559944 181181.75749242 164723.10430788 148385.54652143 132172.68573952 116089.20596202 84334.79108333 53183.21405341 22716.363445 0. 0. 0. 0. 0. 0. ]
fixedse.env.wave.phase_speed | output | m/s | [11.89841718]
fixedse.env.waveLoads.waveLoads_Px | output | N/m | [ 0. 0. 0. 76069.22818689 76419.81487525 77475.80310771 79250.00595527 81764.21915156 85049.92502601 89149.36708317 100022.09247963 115010.75107985 135096.15327474 0. 0. 0. 0. 0. 0. ]
fixedse.env.waveLoads.waveLoads_Py | output | N/m | [0. 0. 0. 0. 0. 0. 0. 0. 0. 0. 0. 0. 0. 0. 0. 0. 0. 0. 0.]
fixedse.env.waveLoads.waveLoads_Pz | output | N/m | [0. 0. 0. 0. 0. 0. 0. 0. 0. 0. 0. 0. 0. 0. 0. 0. 0. 0. 0.]
fixedse.env.waveLoads.waveLoads_qdyn | output | N/m**2 | [ 0. 0. 0. 620.85989131 626.26076667 642.65132213 670.60188506 711.08502599 765.50940023 835.76876363 1034.20752825 1334.2611618 1778.05574193 0. 0. 0. 0. 0. 0. ]
fixedse.env.waveLoads.waveLoads_pt | output | N/m**2 | [ 0. 0. 0. 215074.03703686 198385.21636611 181824.40881455 165393.70619294 149096.63154741 132938.19513974 116924.97472565 85368.99861158 54517.47521521 24494.41918693 0. 0. 0. 0. 0. 0. ]
fixedse.env.waveLoads.waveLoads_z | output | m | [-50. -40. -30. -20. -18.33333333 -16.66666667 -15. -13.33333333 -11.66666667 -10. -6.66666667 -3.33333333 0. 3.33333333 6.66666667 10. 11.66666667 13.33333333 15. ]
fixedse.env.waveLoads.waveLoads_beta | output | deg | [0.]
fixedse.env.wind.U | output | m/s | [ 0. 0. 0. 0. 0. 0. 0. 0. 0. 0. 0. 0. 0. 13.03097721 14.16121723 14.86728052 15.14485608 15.38948846 15.60854738]
fixedse.env.windLoads.windLoads_Px | output | N/m | [ 0. 0. 0. 0. 0. 0. 0. 0. 0. 0. 0. 0. 0. 800.9660995 946.26847445 1044.50277861 1084.78056057 1121.07872497 1154.23090128]
fixedse.env.windLoads.windLoads_Py | output | N/m | [0. 0. 0. 0. 0. 0. 0. 0. 0. 0. 0. 0. 0. 0. 0. 0. 0. 0. 0.]
fixedse.env.windLoads.windLoads_Pz | output | N/m | [0. 0. 0. 0. 0. 0. 0. 0. 0. 0. 0. 0. 0. 0. 0. 0. 0. 0. 0.]
fixedse.env.windLoads.windLoads_qdyn | output | N/m**2 | [ 0. 0. 0. 0. 0. 0. 0. 0. 0. 0. 0. 0. 0. 104.00639987 122.83079499 135.38456843 140.48708276 145.06226748 149.22138516]
fixedse.env.windLoads.windLoads_z | output | m | [-50. -40. -30. -20. -18.33333333 -16.66666667 -15. -13.33333333 -11.66666667 -10. -6.66666667 -3.33333333 0. 3.33333333 6.66666667 10. 11.66666667 13.33333333 15. ]
fixedse.env.windLoads.windLoads_beta | output | deg | [0.]
fixedse.g2e.Px | output | N/m | [0. 0. 0. 0. 0. 0. 0. 0. 0. 0. 0. 0. 0. 0. 0. 0. 0. 0. 0.]
fixedse.g2e.Py | output | N/m | [0. 0. 0. 0. 0. 0. 0. 0. 0. 0. 0. 0. 0. 0. 0. 0. 0. 0. 0.]
fixedse.g2e.Pz | output | N/m | [ 0. 0. 0. -76069.22818689 -76419.81487525 -77475.80310771 -79250.00595527 -81764.21915156 -85049.92502601 -89149.36708317 -100022.09247963 -115010.75107985 -135096.15327474 -800.9660995 -946.26847445 -1044.50277861 -1084.78056057 -1121.07872497 -1154.23090128]
fixedse.g2e.qdyn | output | Pa | [0.00000000e+00 0.00000000e+00 0.00000000e+00 2.15074037e+05 1.98385216e+05 1.81824409e+05 1.65393706e+05 1.49096632e+05 1.32938195e+05 1.16924975e+05 8.53689986e+04 5.45174752e+04 2.44944192e+04 1.04006400e+02 1.22830795e+02 1.35384568e+02 1.40487083e+02 1.45062267e+02 1.49221385e+02]
fixedse.constr_d_to_t | output |  | [324.60874136 161.78821923 165.00977302 173.77118022 186.16660088 196.98592958]
fixedse.constr_taper | output |  | [1. 1. 1. 1. 1. 1.]
fixedse.slope | output |  | [1. 1. 1. 1. 1. 1.]
fixedse.thickness_slope | output |  | [2.00638058 0.98047659 0.94958078 0.93341759 0.94507563]
fixedse.member.nu_full | output |  | [0.26103405 0.26103405 0.26103405 0.26103405 0.26103405 0.26103405 0.26103405 0.26103405 0.26103405 0.26103405 0.26103405 0.26103405 0.26103405 0.26103405 0.26103405 0.26103405 0.26103405 0.26103405]
fixedse.member.nodes_r | output | m | [5.5 5.5 5.5 5.5 5.5 5.5 5.5 5.5 5.5 5.5 5.5 5.5 5.5 5.5 5.5 5.5 5.5 5.5 5.5]
fixedse.member.center_of_buoyancy | output | m | [ 0. 0. -25.]
fixedse.member.displacement | output | m**3 | [4751.65888855]
fixedse.member.buoyancy_force | output | N | [47761243.48631424]
fixedse.member.idx_cb | output |  | [3.]
fixedse.member.Awater | output | m**2 | [95.03317777]
fixedse.member.Iwaterx | output | m**4 | [718.68840689]
fixedse.member.Iwatery | output | m**4 | [718.68840689]
fixedse.member.added_mass | output | kg | [4.87045036e+06 4.87045036e+06 2.27379167e+05 1.01472840e+09 1.01472840e+09 0.00000000e+00]
fixedse.member.waterline_centroid | output | m | [0. 0.]
fixedse.member.z_dim | output | m | [-50. -40. -30. -20. -18.33333333 -16.66666667 -15. -13.33333333 -11.66666667 -10. -6.66666667 -3.33333333 0. 3.33333333 6.66666667 10. 11.66666667 13.33333333 15. ]
fixedse.member.d_eff | output | m | [11. 11. 11. 11. 11. 11. 11. 11. 11. 11. 11. 11. 11. 11. 11. 11. 11. 11. 11.]
fixedse.monopile_section_height | output | m | [30. 5. 5. 10. 10. 5.]
fixedse.member.sigma_ult | output | Pa | [4.5e+08 4.5e+08 4.5e+08 4.5e+08 4.5e+08 4.5e+08]
fixedse.member.wohler_exp | output |  | [3. 3. 3. 3. 3. 3.]
fixedse.member.wohler_A | output |  | [3.55346484e+10 3.55346484e+10 3.55346484e+10 3.55346484e+10 3.55346484e+10 3.55346484e+10]
fixedse.member.ballast_density | output | kg/m**3 | []
fixedse.member.ballast_unit_cost | output | USD/kg | []
fixedse.z_param | output | m | [-50. -20. -15. -10. 0. 10. 15.]
fixedse.member.sec_loc | output |  | [0. 0.36842105 0.47368421 0.63157895 0.84210526 1. ] | normalized sectional location
fixedse.member.str_tw | output | deg | [0. 0. 0. 0. 0. 0.] | structural twist of section
fixedse.member.tw_iner | output | deg | [0. 0. 0. 0. 0. 0.] | inertial twist of section
fixedse.member.mass_den | output | kg/m | [ 9743.46537701 19488.30460151 19110.14653364 18152.20643213 16950.11851422 16023.89550144] | sectional mass per unit length
fixedse.member.foreaft_iner | output | kg*m | [146464.72611873 291139.34571259 285558.87794081 271410.37969738 253631.13128468 239913.21342654] | sectional fore-aft intertia per unit length about the Y_G inertia axis
fixedse.member.sideside_iner | output | kg*m | [146464.72611873 291139.34571259 285558.87794081 271410.37969738 253631.13128468 239913.21342654] | sectional side-side intertia per unit length about the Y_G inertia axis
fixedse.member.foreaft_stff | output | N*m**2 | [3.50981850e+12 6.97673965e+12 6.84301169e+12 6.50396309e+12 6.07790873e+12 5.74917837e+12] | sectional fore-aft bending stiffness per unit length about the Y_E elastic axis
fixedse.member.sideside_stff | output | N*m**2 | [3.50981850e+12 6.97673965e+12 6.84301169e+12 6.50396309e+12 6.07790873e+12 5.74917837e+12] | sectional side-side bending stiffness per unit length about the Y_E elastic axis
fixedse.member.tor_stff | output | N*m**2 | [2.78328607e+12 5.53255454e+12 5.42650827e+12 5.15764273e+12 4.81978162e+12 4.55909845e+12] | sectional torsional stiffness
fixedse.member.axial_stff | output | N | [2.33488267e+11 4.67009456e+11 4.57947437e+11 4.34991767e+11 4.06185442e+11 3.83989827e+11] | sectional axial stiffness
fixedse.member.cg_offst | output | m | [0. 0. 0. 0. 0. 0.] | offset from the sectional center of mass
fixedse.member.sc_offst | output | m | [0. 0. 0. 0. 0. 0.] | offset from the sectional shear center
fixedse.member.tc_offst | output | m | [0. 0. 0. 0. 0. 0.] | offset from the sectional tension center
fixedse.member.axial_load2stress | output | m**2 | [[0. 0. 0.85657409 0.31340652 0.31340652 0. ] [0. 0. 0.42825685 0.15766677 0.15766677 0. ] [0. 0. 0.43673135 0.16074794 0.16074794 0. ] [0. 0. 0.45977882 0.16912765 0.16912765 0. ] [0. 0. 0.49238594 0.1809833 0.1809833 0. ] [0. 0. 0.52084713 0.19133169 0.19133169 0. ]]
fixedse.member.shear_load2stress | output | m**2 | [[1.40878667 1.40878667 0. 0. 0. 0.15670326] [0.70334994 0.70334994 0. 0. 0. 0.07883338] [0.717308 0.717308 0. 0. 0. 0.08037397] [0.7552685 0.7552685 0. 0. 0. 0.08456383] [0.8089738 0.8089738 0. 0. 0. 0.09049165] [0.85585017 0.85585017 0. 0. 0. 0.09566584]]
fixedse.member.labor_hours | output | h | [979.20853345]
fixedse.member.shell_cost | output | USD | [2369950.56534948]
fixedse.member.shell_mass | output | kg | [916438.94395677]
fixedse.member.shell_z_cg | output | m | [36.69975729]
fixedse.member.shell_I_base | output | kg*m**2 | [1.53549358e+09 1.53549358e+09 2.74548282e+07 0.00000000e+00 0.00000000e+00 0.00000000e+00]
fixedse.member.section_D | output | m | [11. 11. 11. 11. 11. 11. 11. 11. 11. 11. 11. 11. 11. 11. 11. 11. 11. 11.]
fixedse.member.section_t | output | m | [0.03625904 0.03625904 0.03625904 0.07274943 0.07274943 0.07274943 0.07132911 0.07132911 0.07132911 0.06773275 0.06773275 0.06773275 0.06322294 0.06322294 0.06322294 0.05975046 0.05975046 0.05975046]
fixedse.member.section_sigma_y | output | Pa | [3.45e+08 3.45e+08 3.45e+08 3.45e+08 3.45e+08 3.45e+08 3.45e+08 3.45e+08 3.45e+08 3.45e+08 3.45e+08 3.45e+08 3.45e+08 3.45e+08 3.45e+08 3.45e+08 3.45e+08 3.45e+08]
fixedse.monopile_mass | output | kg | [1016438.94395677]
fixedse.monopile_cost | output | USD | [2869950.56534948]
fixedse.monopile_z_cg | output | m | [39.48401136]
fixedse.monopile_I_base | output | kg*m**2 | [1.95950608e+09 1.95950608e+09 3.04798282e+07 0.00000000e+00 0.00000000e+00 0.00000000e+00]
fixedse.structural_mass | output | kg | [2660398.1050995]
fixedse.structural_cost | output | USD | [7134011.29088104]
fixedse.monopile.section_L | output | m | [10. 10. 10. 1.66666667 1.66666667 1.66666667 1.66666667 1.66666667 1.66666667 3.33333333 3.33333333 3.33333333 3.33333333 3.33333333 3.33333333 1.66666667 1.66666667 1.66666667 11.46060811 11.46060811 11.46060811 16.3722973 16.3722973 16.3722973 9.82337838 9.82337838 9.82337838 10.80571622 10.80571622 10.80571622]
fixedse.f1 | output | Hz | [0.22844603]
fixedse.f2 | output | Hz | [0.23006797]
fixedse.structural_frequencies | output | Hz | [0.22844603 0.23006797 0.91607589 0.98497371 1.12867467 2.01441547]
fixedse.fore_aft_freqs | output | Hz | [0.23006797 1.12867467 2.15591407]
fixedse.side_side_freqs | output | Hz | [0.22844603 0.98497371 2.01441547]
fixedse.torsion_freqs | output | Hz | [4.25527834 0. 0. ]
fixedse.fore_aft_modes | output |  | [[ 1.41237045 -0.06248625 -1.75098138 2.35842936 -0.95733218] [-2.70026357 2.76591464 4.43519576 -7.62690571 4.12605887] [-4.1723341 8.77227964 1.4099533 -1.27850108 -3.73139777]]
fixedse.side_side_modes | output |  | [[ 1.3989156 -0.05750536 -1.72150165 2.30440033 -0.92430891] [-2.78492902 2.48548175 5.21383301 -9.31293549 5.39854976] [-3.80975785 7.41909617 1.52159914 -1.17995459 -2.95098287]]
fixedse.torsion_modes | output |  | [[ -71.6453829 439.98362445 -1203.05087273 1405.81933465 -570.10670347] [ 0. 0. 0. 0. 0. ] [ 0. 0. 0. 0. 0. ]]
fixedse.tower_fore_aft_modes | output |  | [[ 0.96620865 1.38122277 -4.033645 4.31000874 -1.62379516] [-0.46220352 3.87900713 -7.64201398 7.76700732 -2.54179695] [ 1.07035522 0.76025554 1.44393797 -0.89065951 -1.38388922]]
fixedse.tower_side_side_modes | output |  | [[ 0.94699428 1.41616045 -4.09454769 4.36108309 -1.62969013] [-0.58364435 4.12611645 -8.2770066 8.22872432 -2.49418982] [ 0.74031602 1.41247668 -0.51989231 1.23443527 -1.86733566]]
fixedse.tower_torsion_modes | output |  | [[ -11.7298138 89.25096979 -239.57719252 270.87730747 -107.82127094] [ 0. 0. 0. 0. 0. ] [ 0. 0. 0. 0. 0. ]]
fixedse.monopile.monopile_deflection | output | m | [[1.37696600e-04] [5.99195900e-04] [7.70155071e-04] [6.52388879e-03] [9.80494018e-03] [1.33860820e-02] [1.72643573e-02] [2.14410717e-02] [2.59146899e-02] [3.06821886e-02] [4.11244990e-02] [5.27653871e-02] [6.55793007e-02] [7.95914281e-02] [9.48040691e-02] [1.11189817e-01] [1.19826920e-01] [1.28763180e-01] [1.37994960e-01] [2.08031405e-01] [2.88689482e-01] [3.78970733e-01] [5.26415906e-01] [6.94653342e-01] [8.79561332e-01] [9.99018577e-01] [1.12559487e+00] [1.25830647e+00] [1.41257658e+00] [1.57336131e+00] [1.73270484e+00]]
fixedse.monopile.top_deflection | output | m | [1.73270484]
fixedse.monopile.monopile_Fz | output | N | [[-35186580.34832004] [-34231104.05889075] [-32899085.11248614] [-32454767.09420737] [-32009288.63610147] [-31561475.2733414 ] [-31116304.54885832] [-30666348.88889755] [-30210300.48800884] [-29304812.5415105 ] [-28356653.32687877] [-27350621.90995796] [-26572330.13292222] [-26015385.67181614] [-25458039.37529121] [-25194390.04523496] [-24930677.5398379 ] [-24666907.73803137]]
fixedse.monopile.monopile_Vx | output | N | [[ -3107117.65431573] [-12897977.28018495] [-20687824.81589986] [ 4693268.98163245] [ 4693310.1393586 ] [ 4693352.45267746] [ 4693389.09887226] [ 4693435.01168595] [ 4693483.20794389] [ 4694244.40174259] [ 4694478.03190572] [ 4694751.06280133] [ 4694624.70729675] [ 4694101.25333226] [ 4694200.30702834] [ 4693513.65196653] [ 4693537.4879274 ] [ 4693561.0307168 ]]
fixedse.monopile.monopile_Vy | output | N | [[ -14842.96135414] [ -62085.02236602] [-102469.1238754 ] [ 13247.26012745] [ 13247.45793108] [ 13247.6619606 ] [ 13247.83961504] [ 13248.06235771] [ 13248.29683512] [ 13251.93441823] [ 13253.07977359] [ 13254.42398167] [ 13253.85047625] [ 13251.3517593 ] [ 13251.86135483] [ 13248.52912899] [ 13248.65373929] [ 13248.77749759]]
fixedse.monopile.monopile_Mxx | output | N*m | [[ -131577.18215674] [-1047134.40428042] [-2995876.36777991] [-3876685.11826316] [-3854060.93582234] [-3831398.37176602] [-3808698.45198878] [-3785962.3713791 ] [-3763191.79034011] [-3717537.2062322 ] [-3671753.54350107] [-3625856.4547751 ] [-3579856.55376163] [-3533746.66782198] [-3487520.82372905] [-3464371.56010492] [-3441194.11875441] [-3417989.46685948]]
fixedse.monopile.monopile_Myy | output | N*m | [[2.79442956e+07] [2.20848793e+08] [6.24150956e+08] [8.06268814e+08] [7.98331206e+08] [7.90385682e+08] [7.82432476e+08] [7.74471891e+08] [7.66504307e+08] [7.50546117e+08] [7.34562219e+08] [7.18556097e+08] [7.02530088e+08] [6.86483073e+08] [6.70414028e+08] [6.62372739e+08] [6.54326214e+08] [6.46274678e+08]]
fixedse.monopile.monopile_Mzz | output | N*m | [[ 1500045.59878358] [ 3626001.19581748] [ 7264958.74959524] [13932941.56442058] [13932910.31404416] [13932878.98219084] [13932891.41234973] [13932859.48265392] [13932827.20990921] [13932908.84901245] [13932840.47588726] [13932768.88138661] [13932839.3804112 ] [13932776.44461631] [13932731.40820226] [13932805.33309802] [13932782.78106535] [13932760.22370178]]
fixedse.monopile.mudline_F | output | N | [[ 4.69326898e+06] [ 1.32472601e+04] [-3.28990851e+07]]
fixedse.monopile.mudline_M | output | N*m | [[-3.89926935e+06] [ 8.14198140e+08] [ 1.39329416e+07]]
fixedse.monopile.monopile_tower_z_full | output | m | [-50. -40. -30. -20. -18.33333333 -16.66666667 -15. -13.33333333 -11.66666667 -10. -6.66666667 -3.33333333 0. 3.33333333 6.66666667 10. 11.66666667 13.33333333 15. 26.46060811 37.92121622 49.38182432 65.75412162 82.12641892 98.49871622 108.32209459 118.14547297 127.96885135 138.77456757 149.58028378 160.386 ]
fixedse.monopile.monopile_tower_outer_diameter_full | output | m | [11. 11. 11. 11. 11. 11. 11. 11. 11. 11. 11. 11. 11. 11. 11. 11. 11. 11. 11. 11. 11. 11. 11. 11. 11. 10.55241574 10.10483149 9.65724723 8.43816482 7.21908241 6. ]
fixedse.monopile.monopile_tower_t_full | output | m | [0.03388695 0.03388695 0.03388695 0.06799012 0.06799012 0.06799012 0.06666272 0.06666272 0.06666272 0.06330164 0.06330164 0.06330164 0.05908686 0.05908686 0.05908686 0.05584155 0.05584155 0.05584155 0.0665219 0.0665219 0.0665219 0.04674686 0.04674686 0.04674686 0.0270118 0.0270118 0.0270118 0.01715083 0.01715083 0.01715083]
fixedse.monopile.monopile_tower_rho_sec | output | kg/m**3 | [7800. 7800. 7800. 7800. 7800. 7800. 7800. 7800. 7800. 7800. 7800. 7800. 7800. 7800. 7800. 7800. 7800. 7800. 7800. 7800. 7800. 7800. 7800. 7800. 7800. 7800. 7800. 7800. 7800. 7800.]
fixedse.monopile.monopile_tower_E_sec | output | Pa | [2.e+11 2.e+11 2.e+11 2.e+11 2.e+11 2.e+11 2.e+11 2.e+11 2.e+11 2.e+11 2.e+11 2.e+11 2.e+11 2.e+11 2.e+11 2.e+11 2.e+11 2.e+11 2.e+11 2.e+11 2.e+11 2.e+11 2.e+11 2.e+11 2.e+11 2.e+11 2.e+11 2.e+11 2.e+11 2.e+11]
fixedse.monopile.monopile_tower_G_sec | output | Pa | [7.93e+10 7.93e+10 7.93e+10 7.93e+10 7.93e+10 7.93e+10 7.93e+10 7.93e+10 7.93e+10 7.93e+10 7.93e+10 7.93e+10 7.93e+10 7.93e+10 7.93e+10 7.93e+10 7.93e+10 7.93e+10 7.93e+10 7.93e+10 7.93e+10 7.93e+10 7.93e+10 7.93e+10 7.93e+10 7.93e+10 7.93e+10 7.93e+10 7.93e+10 7.93e+10]
fixedse.monopile.monopile_tower_A_sec | output | m**2 | [1.24916223 1.24916223 1.24916223 2.49850059 2.49850059 2.49850059 2.45001879 2.45001879 2.45001879 2.32720595 2.32720595 2.32720595 2.17309212 2.17309212 2.17309212 2.05434558 2.05434558 2.05434558 2.4448749 2.4448749 2.4448749 1.7211915 1.7211915 1.7211915 0.97602984 0.93538907 0.8947483 0.52063491 0.45035165 0.38006839]
fixedse.monopile.monopile_tower_Asx_sec | output | m**2 | [0.70983068 0.70983068 0.70983068 1.42176738 1.42176738 1.42176738 1.39410128 1.39410128 1.39410128 1.32403244 1.32403244 1.32403244 1.23613398 1.23613398 1.23613398 1.16842881 1.16842881 1.16842881 1.39116612 1.39116612 1.39116612 0.97857559 0.97857559 0.97857559 0.55448183 0.53141965 0.50835749 0.29569177 0.25580838 0.21592509]
fixedse.monopile.monopile_tower_Asy_sec | output | m**2 | [0.70983068 0.70983068 0.70983068 1.42176738 1.42176738 1.42176738 1.39410128 1.39410128 1.39410128 1.32403244 1.32403244 1.32403244 1.23613398 1.23613398 1.23613398 1.16842881 1.16842881 1.16842881 1.39116612 1.39116612 1.39116612 0.97857559 0.97857559 0.97857559 0.55448183 0.53141965 0.50835749 0.29569177 0.25580838 0.21592509]
fixedse.monopile.monopile_tower_J0_sec | output | kg*m**2 | [37.55505798 37.55505798 37.55505798 74.65111429 74.65111429 74.65111429 73.22022511 73.22022511 73.22022511 69.59240505 69.59240505 69.59240505 65.03362341 65.03362341 65.03362341 61.51620857 61.51620857 61.51620857 73.06836775 73.06836775 73.06836775 51.62539191 51.62539191 51.62539191 28.19407277 24.81679242 21.72059414 10.61460327 6.87004705 4.12943406]
fixedse.monopile.monopile_tower_Ixx_sec | output | kg*m**2 | [18.77752899 18.77752899 18.77752899 37.32555714 37.32555714 37.32555714 36.61011256 36.61011256 36.61011256 34.79620253 34.79620253 34.79620253 32.5168117 32.5168117 32.5168117 30.75810429 30.75810429 30.75810429 36.53418388 36.53418388 36.53418388 25.81269595 25.81269595 25.81269595 14.09703638 12.40839621 10.86029707 5.30730164 3.43502353 2.06471703]
fixedse.monopile.monopile_tower_Iyy_sec | output | kg*m**2 | [18.77752899 18.77752899 18.77752899 37.32555714 37.32555714 37.32555714 36.61011256 36.61011256 36.61011256 34.79620253 34.79620253 34.79620253 32.5168117 32.5168117 32.5168117 30.75810429 30.75810429 30.75810429 36.53418388 36.53418388 36.53418388 25.81269595 25.81269595 25.81269595 14.09703638 12.40839621 10.86029707 5.30730164 3.43502353 2.06471703]
fixedse.monopile.monopile_tower_sigma_y_full | output | Pa | [3.45e+08 3.45e+08 3.45e+08 3.45e+08 3.45e+08 3.45e+08 3.45e+08 3.45e+08 3.45e+08 3.45e+08 3.45e+08 3.45e+08 3.45e+08 3.45e+08 3.45e+08 3.45e+08 3.45e+08 3.45e+08 3.45e+08 3.45e+08 3.45e+08 3.45e+08 3.45e+08 3.45e+08 3.45e+08 3.45e+08 3.45e+08 3.45e+08 3.45e+08 3.45e+08]
fixedse.monopile.monopile_tower_bending_height | output | m | [180.386]
fixedse.monopile.monopile_tower_qdyn | output | Pa | [[0.00000000e+00] [0.00000000e+00] [0.00000000e+00] [2.15074037e+05] [1.98385216e+05] [1.81824409e+05] [1.65393706e+05] [1.49096632e+05] [1.32938195e+05] [1.16924975e+05] [8.53689986e+04] [5.45174752e+04] [2.44944192e+04] [1.04006400e+02] [1.22830795e+02] [1.35384568e+02] [1.40487083e+02] [1.45062267e+02] [1.49221385e+02] [1.70998823e+02] [1.86423607e+02] [1.98621051e+02] [2.12750544e+02] [2.24411474e+02] [2.34418834e+02] [2.39828757e+02] [2.44877716e+02] [2.49617018e+02] [2.54520951e+02] [2.59142718e+02] [2.63517289e+02]]
fixedse.monopile.monopile_tower_Fz | output | N | [[-3.51865803e+07] [-3.42311041e+07] [-3.28990851e+07] [-3.24547671e+07] [-3.20092886e+07] [-3.15614753e+07] [-3.11163045e+07] [-3.06663489e+07] [-3.02103005e+07] [-2.93048125e+07] [-2.83566533e+07] [-2.73506219e+07] [-2.65723301e+07] [-2.60153857e+07] [-2.54580394e+07] [-2.51943900e+07] [-2.49306775e+07] [-2.46669077e+07] [-2.15299654e+07] [-1.93726568e+07] [-1.72136257e+07] [-1.50337051e+07] [-1.28519756e+07] [-1.06684478e+07] [-9.91731370e+06] [-9.19651251e+06] [-8.50672147e+06] [-8.05773512e+06] [-7.66824369e+06] [-1.43481884e-08]]
fixedse.monopile.monopile_tower_Vx | output | N | [[-3.10711765e+06] [-1.28979773e+07] [-2.06878248e+07] [ 4.69326898e+06] [ 4.69331014e+06] [ 4.69335245e+06] [ 4.69338910e+06] [ 4.69343501e+06] [ 4.69348321e+06] [ 4.69424440e+06] [ 4.69447803e+06] [ 4.69475106e+06] [ 4.69462471e+06] [ 4.69410125e+06] [ 4.69420031e+06] [ 4.69351365e+06] [ 4.69353749e+06] [ 4.69356103e+06] [ 4.69941970e+06] [ 4.70042137e+06] [ 4.70133420e+06] [ 4.70264731e+06] [ 4.70404061e+06] [ 4.70516184e+06] [ 4.69739784e+06] [ 4.69747601e+06] [ 4.69749175e+06] [ 4.69603782e+06] [ 4.69573274e+06] [ 2.43100247e+03]]
fixedse.monopile.monopile_tower_Vy | output | N | [[-1.48429614e+04] [-6.20850224e+04] [-1.02469124e+05] [ 1.32472601e+04] [ 1.32474579e+04] [ 1.32476620e+04] [ 1.32478396e+04] [ 1.32480624e+04] [ 1.32482968e+04] [ 1.32519344e+04] [ 1.32530798e+04] [ 1.32544240e+04] [ 1.32538505e+04] [ 1.32513518e+04] [ 1.32518614e+04] [ 1.32485291e+04] [ 1.32486537e+04] [ 1.32487775e+04] [ 1.32778187e+04] [ 1.32833410e+04] [ 1.32886181e+04] [ 1.32966003e+04] [ 1.33060062e+04] [ 1.33146316e+04] [ 1.32719543e+04] [ 1.32737112e+04] [ 1.32753687e+04] [ 1.32678884e+04] [ 1.32691324e+04] [ 2.21674028e+01]]
fixedse.monopile.monopile_tower_Mxx | output | N*m | [[-1.31577182e+05] [-1.04713440e+06] [-2.99587637e+06] [-3.87668512e+06] [-3.85406094e+06] [-3.83139837e+06] [-3.80869845e+06] [-3.78596237e+06] [-3.76319179e+06] [-3.71753721e+06] [-3.67175354e+06] [-3.62585645e+06] [-3.57985655e+06] [-3.53374667e+06] [-3.48752082e+06] [-3.46437156e+06] [-3.44119412e+06] [-3.41798947e+06] [-3.25798294e+06] [-3.09745756e+06] [-2.93672793e+06] [-2.70659057e+06] [-2.47601406e+06] [-2.24577647e+06] [-2.10818792e+06] [-1.97036933e+06] [-1.83235574e+06] [-1.67994649e+06] [-1.52613583e+06] [-8.75675967e-04]]
fixedse.monopile.monopile_tower_Myy | output | N*m | [[ 2.79442956e+07] [ 2.20848793e+08] [ 6.24150956e+08] [ 8.06268814e+08] [ 7.98331206e+08] [ 7.90385682e+08] [ 7.82432476e+08] [ 7.74471891e+08] [ 7.66504307e+08] [ 7.50546117e+08] [ 7.34562219e+08] [ 7.18556097e+08] [ 7.02530088e+08] [ 6.86483073e+08] [ 6.70414028e+08] [ 6.62372739e+08] [ 6.54326214e+08] [ 6.46274678e+08] [ 5.90834099e+08] [ 5.35314775e+08] [ 4.79783030e+08] [ 4.00413829e+08] [ 3.21051845e+08] [ 2.41842661e+08] [ 1.94467722e+08] [ 1.47112965e+08] [ 9.97930143e+07] [ 4.77713115e+07] [-4.23369663e+06] [ 9.60315761e-02]]
fixedse.monopile.monopile_tower_Mzz | output | N*m | [[ 1500045.59878358] [ 3626001.19581748] [ 7264958.74959524] [13932941.56442058] [13932910.31404416] [13932878.98219084] [13932891.41234973] [13932859.48265392] [13932827.20990921] [13932908.84901245] [13932840.47588726] [13932768.88138661] [13932839.3804112 ] [13932776.44461631] [13932731.40820226] [13932805.33309802] [13932782.78106535] [13932760.22370178] [13932330.16243549] [13932175.19044359] [13932020.15008831] [13932385.13624431] [13932162.59444615] [13931939.87509479] [13932548.4573637 ] [13932490.80231171] [13932433.86705885] [13933498.926426 ] [13933771.85361668] [ 0. ]]
fixedse.post.axial_stress | output | Pa | [[-1.99830762e+07] [ 3.72848156e+07] [ 1.56481054e+08] [ 1.05817095e+08] [ 1.04825768e+08] [ 1.03834208e+08] [ 1.04847130e+08] [ 1.03834850e+08] [ 1.02824004e+08] [ 1.06042922e+08] [ 1.03923875e+08] [ 1.01826183e+08] [ 1.06601893e+08] [ 1.04143935e+08] [ 1.01682436e+08] [ 1.06179628e+08] [ 1.04869157e+08] [ 1.03557819e+08]]
fixedse.post.shear_stress | output | Pa | [[ 4597000.03227806] [18701742.84188417] [30209054.55110812] [ 4327547.84468135] [ 4327574.49083829] [ 4327601.94378751] [ 4413200.0324918 ] [ 4413230.56801353] [ 4413262.71571692] [ 4646569.32397953] [ 4646740.37558365] [ 4646940.93103496] [ 4976166.54586364] [ 4975737.75872017] [ 4975814.082606 ] [ 5262655.40810247] [ 5262673.79201644] [ 5262691.92454187]]
fixedse.post.hoop_stress | output | Pa | [[-0.00000000e+00] [-0.00000000e+00] [-1.73999596e+07] [-1.66198443e+07] [-1.52833071e+07] [-1.39571456e+07] [-1.28948722e+07] [-1.15641170e+07] [-1.02450004e+07] [-8.73764213e+06] [-6.04208779e+06] [-3.41274456e+06] [-1.13870171e+06] [-1.05006681e+04] [-1.19532153e+04] [-1.35167405e+04] [-1.39909137e+04] [-1.44188638e+04]]
fixedse.post.hoop_stress_euro | output | Pa | [[0.] [0.] [0.] [0.] [0.] [0.] [0.] [0.] [0.] [0.] [0.] [0.] [0.] [0.] [0.] [0.] [0.] [0.]]
fixedse.post.constr_stress | output |  | [[0.10942522] [0.25124741] [0.8847445 ] [0.58639887] [0.57732562] [0.56832389] [0.57032061] [0.56128734] [0.55234132] [0.56446389] [0.54621152] [0.52846861] [0.54695865] [0.53161316] [0.51913904] [0.54215205] [0.53551169] [0.52886743]]
fixedse.post.constr_shell_buckling | output |  | [[0.26389863] [0.44437791] [1.409979 ] [0.08395063] [0.08050391] [0.07721332] [0.07687856] [0.07382631] [0.07097281] [0.10416018] [0.09284231] [0.08334156] [0.08395547] [0.07862289] [0.07744918] [0.07340133] [0.07281997] [0.07223948]]
fixedse.post.constr_global_buckling | output |  | [[0.21674221] [0.52807818] [1.18158892] [0.73719472] [0.72956071] [0.72191564] [0.72835628] [0.72054377] [0.71271092] [0.73370637] [0.71707736] [0.70027584] [0.73245636] [0.71576417] [0.69905492] [0.73056844] [0.7217674 ] [0.71296248]]
fixedse.post_monopile_tower.axial_stress | output | Pa | [[-1.99830762e+07] [ 3.72848156e+07] [ 1.56481054e+08] [ 1.05817095e+08] [ 1.04825768e+08] [ 1.03834208e+08] [ 1.04847130e+08] [ 1.03834850e+08] [ 1.02824004e+08] [ 1.06042922e+08] [ 1.03923875e+08] [ 1.01826183e+08] [ 1.06601893e+08] [ 1.04143935e+08] [ 1.01682436e+08] [ 1.06179628e+08] [ 1.04869157e+08] [ 1.03557819e+08] [ 8.01416833e+07] [ 7.26659622e+07] [ 6.51890829e+07] [ 7.65850267e+07] [ 6.09427501e+07] [ 4.53341779e+07] [ 6.41720480e+07] [ 5.14014131e+07] [ 3.58976710e+07] [ 2.52678708e+07] [-1.18989363e+07] [ 1.53713774e-01]]
fixedse.post_monopile_tower.shear_stress | output | Pa | [[4.59700003e+06] [1.87017428e+07] [3.02090546e+07] [4.32754784e+06] [4.32757449e+06] [4.32760194e+06] [4.41320003e+06] [4.41323057e+06] [4.41326272e+06] [4.64656932e+06] [4.64674038e+06] [4.64694093e+06] [4.97616655e+06] [4.97573776e+06] [4.97581408e+06] [5.26265541e+06] [5.26267379e+06] [5.26269192e+06] [4.42677095e+06] [4.42747931e+06] [4.42812382e+06] [6.28993438e+06] [6.29133450e+06] [6.29245656e+06] [1.11343403e+07] [1.17388365e+07] [1.24096067e+07] [2.18199315e+07] [2.62954937e+07] [1.12590136e+04]]
fixedse.post_monopile_tower.hoop_stress | output | Pa | [[-0.00000000e+00] [-0.00000000e+00] [-1.73999596e+07] [-1.66198443e+07] [-1.52833071e+07] [-1.39571456e+07] [-1.28948722e+07] [-1.15641170e+07] [-1.02450004e+07] [-8.73764213e+06] [-6.04208779e+06] [-3.41274456e+06] [-1.13870171e+06] [-1.05006681e+04] [-1.19532153e+04] [-1.35167405e+04] [-1.39909137e+04] [-1.44188638e+04] [-1.31577743e+04] [-1.46864050e+04] [-1.58213959e+04] [-2.40971132e+04] [-2.56078512e+04] [-2.68771251e+04] [-4.71810571e+04] [-4.62136796e+04] [-4.50984891e+04] [-6.63618799e+04] [-5.84879763e+04] [-5.02246603e+04]]
fixedse.post_monopile_tower.hoop_stress_euro | output | Pa | [[0.] [0.] [0.] [0.] [0.] [0.] [0.] [0.] [0.] [0.] [0.] [0.] [0.] [0.] [0.] [0.] [0.] [0.] [0.] [0.] [0.] [0.] [0.] [0.] [0.] [0.] [0.] [0.] [0.] [0.]]
fixedse.post_monopile_tower.constr_stress | output |  | [[1.09425219e-01] [2.51247405e-01] [8.84744500e-01] [5.86398867e-01] [5.77325622e-01] [5.68323887e-01] [5.70320605e-01] [5.61287345e-01] [5.52341319e-01] [5.64463895e-01] [5.46211524e-01] [5.28468615e-01] [5.46958654e-01] [5.31613164e-01] [5.19139043e-01] [5.42152050e-01] [5.35511689e-01] [5.28867435e-01] [4.09572126e-01] [3.71738452e-01] [3.33941280e-01] [3.93567480e-01] [3.14994056e-01] [2.37250324e-01] [3.40977989e-01] [2.81299207e-01] [2.12939949e-01] [2.31357263e-01] [2.39425007e-01] [2.74074170e-04]]
fixedse.post_monopile_tower.constr_shell_buckling | output |  | [[0.26389863] [0.44437791] [1.409979 ] [0.08395063] [0.08050391] [0.07721332] [0.07687856] [0.07382631] [0.07097281] [0.10416018] [0.09284231] [0.08334156] [0.08395547] [0.07862289] [0.07744918] [0.07340133] [0.07281997] [0.07223948] [0.07065851] [0.06710784] [0.06361215] [0.12154955] [0.11541971] [0.10945606] [0.28334122] [0.2817038 ] [0.28097313] [0.79183988] [0.8290831 ] [0.00606944]]
fixedse.post_monopile_tower.constr_global_buckling | output |  | [[4.38711443e-01] [1.00396900e+00] [2.17831011e+00] [1.25270475e+00] [1.23840037e+00] [1.22409652e+00] [1.23534537e+00] [1.22073507e+00] [1.20609706e+00] [1.24309963e+00] [1.21188036e+00] [1.18028558e+00] [1.23752663e+00] [1.20767522e+00] [1.17788039e+00] [1.23471045e+00] [1.21902399e+00] [1.20335377e+00] [9.03219915e-01] [8.13397279e-01] [7.24474865e-01] [8.69585526e-01] [6.97912100e-01] [5.29127108e-01] [8.00287424e-01] [6.85088900e-01] [5.45282738e-01] [6.42475327e-01] [3.99256336e-01] [1.29229948e-09]]
fixedse.z_start | output | m | [-50.]
fixedse.constr_diam_consistency | output |  | [1.]
fixedse.soil.z_k | output | N/m | [-30. -26.66666667 -23.33333333 -20. -16.66666667 -13.33333333 -10. -6.66666667 -3.33333333 -0. ]
fixedse.soil.k | output | N/m | [[2.25650526e+10 5.88608222e+12 2.25650526e+10 5.88608222e+12 1.52133333e+10 1.24226667e+11] [2.04901053e+10 4.24064551e+12 2.04901053e+10 4.24064551e+12 1.40933333e+10 1.24226667e+11] [1.84151579e+10 2.94918412e+12 1.84151579e+10 2.94918412e+12 1.29733333e+10 1.24226667e+11] [1.63402105e+10 1.96745111e+12 1.63402105e+10 1.96745111e+12 1.18533333e+10 1.24226667e+11] [1.42652632e+10 1.25119959e+12 1.42652632e+10 1.25119959e+12 1.07333333e+10 1.24226667e+11] [1.21903158e+10 7.56182634e+11 1.21903158e+10 7.56182634e+11 9.61333333e+09 1.24226667e+11] [1.01153684e+10 4.38153333e+11 1.01153684e+10 4.38153333e+11 8.49333333e+09 1.24226667e+11] [8.04042105e+09 2.52864774e+11 8.04042105e+09 2.52864774e+11 7.37333333e+09 1.24226667e+11] [5.96547368e+09 1.56070041e+11 5.96547368e+09 1.56070041e+11 6.25333333e+09 1.24226667e+11] [3.89052632e+09 1.03522222e+11 3.89052632e+09 1.03522222e+11 5.13333333e+09 1.24226667e+11]]
rotorse.ccblade.CP | output |  | [0.43664923] | Rotor power coefficient
rotorse.ccblade.CM | output |  | [0.18956771] | Blade flapwise moment coefficient
rotorse.ccblade.local_airfoil_velocities | output | m/s | [ 8.5651844 9.67445481 11.24742986 13.40063107 15.50231675 17.74846716 20.09570124 22.51558936 25.00157577 27.52752535 30.07711072 32.64451708 35.21852502 37.81162894 40.42358356 43.04842862 45.68217886 48.32204211 50.94296751 53.5779752 56.22647542 58.88640888 61.54778109 64.211858 66.89160336 69.56199067 72.23388287 74.89451805 77.55170175 79.46950661] | Local relative velocities for the airfoils
rotorse.ccblade.P | output | W | [0.] | Rotor aerodynamic power
rotorse.ccblade.T | output | N*m | [0.] | Rotor aerodynamic thrust
rotorse.ccblade.Q | output | N*m | [0.] | Rotor aerodynamic torque
rotorse.ccblade.M | output | N*m | [0.] | Blade root flapwise moment
rotorse.ccblade.a | output |  | [0.08423446 0.03992225 0.02862997 0.03481493 0.05874379 0.09952437 0.14037129 0.18374512 0.19954914 0.20980163 0.22516785 0.24681615 0.28348146 0.30809404 0.3217939 0.32863472 0.33245312 0.33543273 0.37107927 0.39442338 0.40139252 0.39146876 0.38320237 0.37617551 0.36087154 0.34618359 0.34561683 0.36853238 0.43505233 0.37403476] | Axial induction along blade span
rotorse.ccblade.ap | output |  | [-0.08423446 -0.03992225 -0.02579271 0.0217195 0.02335151 0.02650874 0.02637616 0.02543543 0.02153547 0.01817751 0.01585238 0.01425873 0.01338565 0.01213899 0.01084794 0.00965956 0.00862246 0.00773683 0.00736559 0.00678957 0.00615156 0.00552264 0.00497254 0.00450279 0.00414767 0.00372114 0.00346171 0.00331298 0.00334487 0.00301118] | Tangential induction along blade span
rotorse.ccblade.alpha | output | deg | [67.85863393 17.59991119 6.91602165 2.56640181 4.06357291 5.87734498 6.67158114 6.53605413 6.14388009 5.79200823 5.56671467 5.58542079 5.68995187 5.88761782 6.09487101 6.22588529 6.26902361 6.28985911 6.21237974 6.43739961 6.78508824 7.11423604 7.43073578 7.65267828 7.70079618 7.65671179 7.55144404 7.41150033 7.00358589 7.94627765] | Angles of attack along blade span
rotorse.ccblade.cl | output |  | [-8.86363661e-17 -5.99246816e-17 2.59621744e-02 5.18903473e-01 6.93062684e-01 9.03572595e-01 1.00800558e+00 1.08835893e+00 1.05778675e+00 1.00918521e+00 9.84819103e-01 9.90923126e-01 1.04071147e+00 1.07108247e+00 1.09462109e+00 1.11098148e+00 1.11655233e+00 1.11923614e+00 1.17567766e+00 1.21265756e+00 1.23857780e+00 1.26084699e+00 1.28007476e+00 1.29222646e+00 1.29304578e+00 1.29148274e+00 1.28692713e+00 1.28052415e+00 1.20879010e+00 1.26477198e+00] | Lift coefficients along blade span
rotorse.ccblade.cd | output |  | [0.5 0.5 0.48884667 0.01156929 0.01151153 0.01304887 0.01399947 0.0118709 0.01182434 0.01177152 0.01173342 0.01129225 0.01028566 0.01038903 0.01053563 0.01063227 0.01066477 0.01068059 0.00913778 0.00953045 0.0105902 0.01175079 0.01302001 0.01400417 0.01256054 0.01397791 0.01349454 0.01287947 0.00971501 0.01110002] | Drag coefficients along blade span
rotorse.ccblade.cl_n_opt | output |  | [-8.86363661e-17 -5.99246837e-17 2.59622108e-02 5.18903474e-01 6.93062665e-01 9.03572580e-01 1.00800558e+00 1.08835892e+00 1.05778675e+00 1.00918521e+00 9.84819103e-01 9.90923126e-01 1.04071147e+00 1.07108247e+00 1.09462109e+00 1.11098148e+00 1.11655233e+00 1.11923614e+00 1.17567766e+00 1.21265756e+00 1.23857780e+00 1.26084699e+00 1.28007477e+00 1.29222646e+00 1.29304578e+00 1.29148274e+00 1.28692713e+00 1.28052415e+00 1.20879010e+00 1.26477198e+00] | Lift coefficients along blade span
rotorse.ccblade.cd_n_opt | output |  | [0.5 0.5 0.48884663 0.01156929 0.01151153 0.01304887 0.01399947 0.0118709 0.01182434 0.01177152 0.01173342 0.01129225 0.01028566 0.01038903 0.01053563 0.01063227 0.01066477 0.01068059 0.00913778 0.00953045 0.01059019 0.01175079 0.01302001 0.01400417 0.01256054 0.01397791 0.01349454 0.01287947 0.00971501 0.01110002] | Drag coefficients along blade span
rotorse.ccblade.Px_b | output | N/m | [ 113.17385438 135.97632038 165.58497978 270.4690118 557.88048895 1088.57290548 1716.51575678 2448.4474953 2946.20991698 3412.71731083 3968.2483138 4633.27616497 5508.87354614 6253.8335874 6889.98796766 7461.95348945 8008.62944089 8552.67583272 9490.35904064 10264.49491782 10880.93629808 11332.07521275 11768.65745307 12170.78106376 12351.36981632 12331.73885524 12244.53717369 11993.14299743 10965.01664924 5959.81458894] | Distributed loads in blade-aligned x-direction
rotorse.ccblade.Py_b | output | N/m | [ 46.05034566 83.84334353 135.81057892 -202.89755458 -331.06552206 -516.58180148 -667.29635136 -798.0688403 -839.08142833 -863.96425587 -894.99119573 -932.52368057 -978.83731959 -995.68527463 -1002.84106018 -1007.42836306 -1011.08205082 -1014.20046935 -1019.79201035 -1004.50354463 -993.10760828 -995.17613167 -991.66154391 -985.01014681 -997.71684472 -966.86781542 -927.08268939 -843.49776334 -674.93015596 -396.97520332] | Distributed loads in blade-aligned y-direction
rotorse.ccblade.Pz_b | output | N/m | [0. 0. 0. 0. 0. 0. 0. 0. 0. 0. 0. 0. 0. 0. 0. 0. 0. 0. 0. 0. 0. 0. 0. 0. 0. 0. 0. 0. 0. 0.] | Distributed loads in blade-aligned z-direction
rotorse.ccblade.Px_af | output | N/m | [ 113.17385438 48.30260019 37.02619762 338.02816117 647.76133305 1200.24928657 1831.98366874 2561.53689173 3049.24515351 3506.31296185 4053.15294574 4708.6847819 5572.80245949 6305.19973551 6930.0253797 7492.71449152 8031.98345838 8569.36875892 9496.68224148 10257.27276384 10860.27969961 11300.74941339 11726.10855611 12118.73271284 12295.3949572 12276.41746076 12189.33734324 11937.31681044 10914.21206716 5922.68759101] | Distributed loads in airfoil x-direction
rotorse.ccblade.Py_af | output | N/m | [ 46.05034566 152.26990764 210.93117257 -7.60698735 -35.21754178 -106.06308612 -188.53806319 -265.21267582 -293.79331526 -314.39321339 -346.34537516 -406.36936449 -499.68289263 -588.4556061 -672.58651728 -744.91028577 -804.78205704 -861.85008289 -959.12296864 -1075.75031362 -1198.06606285 -1303.59765887 -1408.21482579 -1494.81574981 -1541.11585815 -1515.31874382 -1486.01078176 -1430.88601954 -1251.83696487 -773.78998827] | Distributed loads in airfoil y-direction
rotorse.ccblade.Pz_af | output | N/m | [0. 0. 0. 0. 0. 0. 0. 0. 0. 0. 0. 0. 0. 0. 0. 0. 0. 0. 0. 0. 0. 0. 0. 0. 0. 0. 0. 0. 0. 0.] | Distributed loads in airfoil z-direction
rotorse.ccblade.LiftF | output | N/m | [-2.13162821e-14 -2.84217094e-14 1.13576253e+01 3.38029738e+02 6.48628516e+02 1.20480081e+03 1.84148220e+03 2.57507673e+03 3.06317451e+03 3.52014030e+03 4.06763509e+03 4.72588067e+03 5.59488629e+03 6.33230221e+03 6.96226500e+03 7.52930738e+03 8.07183302e+03 8.61220717e+03 9.54470466e+03 1.03132106e+04 1.09257636e+04 1.13751952e+04 1.18097528e+04 1.22098586e+04 1.23910164e+04 1.23688599e+04 1.22789085e+04 1.20221606e+04 1.09854142e+04 5.97279093e+03] | Distributed lift force
rotorse.ccblade.DragF | output | N/m | [122.18410556 159.7475069 213.85486485 7.53659195 10.77348938 17.39903589 25.57503733 28.08676435 34.24131189 41.0602637 48.46297264 53.854666 55.29590896 61.4205554 67.01117018 72.05668313 77.09828443 82.18415631 74.18483897 81.05301811 93.41840885 106.01407475 120.12036209 132.32115539 120.36532948 133.87002377 128.75492297 120.91851282 88.28942537 52.41902567] | Distributed drag force
rotorse.ccblade.L_n_opt | output | N/m | [-2.13162821e-14 -2.84217089e-14 1.13576495e+01 3.38029740e+02 6.48628483e+02 1.20480077e+03 1.84148225e+03 2.57507678e+03 3.06317447e+03 3.52014030e+03 4.06763512e+03 4.72588065e+03 5.59488638e+03 6.33230223e+03 6.96226495e+03 7.52930734e+03 8.07183305e+03 8.61220713e+03 9.54470470e+03 1.03132107e+04 1.09257636e+04 1.13751952e+04 1.18097529e+04 1.22098586e+04 1.23910164e+04 1.23688599e+04 1.22789086e+04 1.20221606e+04 1.09854138e+04 5.97279093e+03] | Distributed lift force
rotorse.ccblade.D_n_opt | output | N/m | [122.18410556 159.74750419 213.8548496 7.53659197 10.77348904 17.39903541 25.5750375 28.08676508 34.24131145 41.06026372 48.46297286 53.85466582 55.2959097 61.42055566 67.01116977 72.05668274 77.09828471 82.184156 74.18483936 81.05301889 93.41840872 106.01407564 120.12036383 132.32115535 120.36533035 133.87002339 128.75492367 120.9185129 88.28942257 52.41902567] | Distributed drag force
rotorse.rc.sect_perimeter | output | m | [15.70576663 15.70576663 15.62029251 12.06478727 12.86663714 14.12147634 15.18934019 15.42464102 15.42464102 15.42464102 15.38461814 15.12953683 14.40158571 13.78707744 13.02020563 12.26820705 11.65098361 11.10881403 10.43353401 9.85313543 9.29614512 8.68123427 8.13790956 7.66753288 7.1415838 6.54417051 6.05326357 5.54660578 4.96154773 2.45114348] | Perimeter of the section along the blade span
rotorse.rc.layer_volume | output | m**3 | [ 0.76955158 12.52119162 7.00270406 7.00270406 0.19350676 1.88477851 1.88477851 10.85832812 5.13880241 3.262237 12.17881418 12.52119162 0.27208553 5.46674308 0.27208553 0.27918145 5.59202568 0.27918145] | Volumes of each layer used in the blade, ignoring the scrap factor
rotorse.rc.mat_volume | output | m**3 | [ 0.76955158 0. 0. 0. 3.96306378 14.00540813 1.10253395 25.04238324 42.49695046 0. 0. ] | Volumes of each material used in the blade, ignoring the scrap factor. For laminates, this is the wet volume
rotorse.rc.mat_mass | output | kg | [ 950.39620628 0. 0. 0. 7688.34372486 17086.5979136 2138.91586593 48582.22347935 5524.60356038 0. 376.96367816] | Masses of each material used in the blade, ignoring the scrap factor. For laminates, this is the wet mass.
rotorse.rc.mat_cost | output | USD | [ 6871.36457139 0. 0. 0. 10711.99758667 81446.83494757 4780.91502938 103523.62930272 71819.84628491 106221.54643511 3392.67310345] | Costs of each material used in the blade, ignoring the scrap factor. For laminates, this is the cost of the dry fabric.
rotorse.rc.mat_cost_scrap | output | USD | [ 8589.20571423 0. 0. 0. 11247.597466 85519.17669495 5498.05228378 119052.17369813 86183.8155419 106221.54643511 3392.67310345] | Same as mat_cost, now including the scrap factor.
rotorse.rc.total_labor_hours | output | h | [4056.99110757] | Total amount of labor hours per blade.
rotorse.rc.total_skin_mold_gating_ct | output | h | [29.59004269] | Total amount of gating cycle time per blade. This is the cycle time required in the main mold that cannot be parallelized unless the number of molds is increased.
rotorse.rc.total_non_gating_ct | output | h | [344.78845061] | Total amount of non-gating cycle time per blade. This cycle time can happen in parallel.
rotorse.rc.total_metallic_parts_cost | output | USD | [9494.31701452] | Cost of the metallic parts (bolts, nuts, lightining protection system), excluding the blade joint.
rotorse.rc.total_consumable_cost_w_waste | output | USD | [19189.47080341] | Cost of the consumables including the waste.
rotorse.rc.total_blade_mat_cost_w_waste | output | USD | [454388.02875548] | Total blade material costs including the waste per blade.
rotorse.rc.total_cost_labor | output | USD | [239924.7150357] | Total labor costs per blade.
rotorse.rc.total_cost_utility | output | USD | [7230.66248689] | Total utility costs per blade.
rotorse.rc.blade_variable_cost | output | USD | [701543.40627807] | Total blade variable costs per blade (material, labor, utility).
rotorse.rc.total_cost_equipment | output | USD | [44177.40564964] | Total equipment cost per blade.
rotorse.rc.total_cost_tooling | output | USD | [87291.55431862] | Total tooling cost per blade.
rotorse.rc.total_cost_building | output | USD | [5502.81124513] | Total builting cost per blade.
rotorse.rc.total_maintenance_cost | output | USD | [38240.984445] | Total maintenance cost per blade.
rotorse.rc.total_labor_overhead | output | USD | [71977.41451071] | Total labor overhead cost per blade.
rotorse.rc.cost_capital | output | USD | [70305.82449292] | Cost of capital per blade.
rotorse.rc.blade_fixed_cost | output | USD | [317495.99466202] | Total blade fixed cost per blade (equipment, tooling, building, maintenance, labor, capital).
rotorse.rc.total_blade_cost | output | USD | [1019039.40094009] | Total blade cost (variable and fixed)
rotorse.re.precomp.z | output | m | [ 5. 9.63601566 14.27203031 18.90804595 23.5440618 28.18007696 32.81609163 37.45210674 42.08812293 46.72413792 51.36015307 55.99616874 60.63218335 65.26819902 69.9042149 74.54023024 79.17624496 83.81226082 88.4482756 93.0842909 97.72030656 102.35632155 106.9923365 111.62835247 116.26436815 120.90038327 125.5363991 130.17241384 134.80842876 139.44444444] | locations of properties along beam
rotorse.re.Tw_iner | output | deg | [ 2.92958383e+00 3.74910226e-02 7.81299729e+01 3.86042181e+01 3.08141931e+01 2.39347679e+01 1.90373925e+01 1.56859161e+01 1.38485979e+01 1.24112647e+01 1.10218848e+01 9.51610062e+00 7.43443341e+00 6.17725028e+00 5.23270274e+00 4.56063078e+00 4.09296984e+00 3.75592259e+00 2.32754884e+00 1.31025750e+00 6.84264360e-01 1.80783064e-01 -3.24358318e-01 -7.15724188e-01 -1.12464080e+00 -1.83068727e+00 -1.87164981e+00 -2.03046637e+00 -2.41774257e+00 -2.98981000e+00] | Orientation of the section principal inertia axes with respect the blade reference plane
rotorse.re.x_tc | output | m | [ 1.35447417e-05 7.30098243e-06 4.21113420e-03 1.63500124e-03 -1.94857633e-02 -3.56775725e-02 -5.33513469e-02 -1.01304295e-01 -1.03647433e-01 -1.03910466e-01 -1.03534603e-01 -1.02836042e-01 -7.64643574e-02 -7.50220477e-02 -7.36811707e-02 -7.19674859e-02 -7.06284369e-02 -6.98127681e-02 -1.18197857e-02 1.16789481e-02 1.03602191e-02 9.44236292e-03 8.90838366e-03 8.80398804e-03 2.48704497e-02 5.20134805e-02 4.80470226e-02 4.42011374e-02 3.68400243e-02 1.69175212e-02] | X-coordinate of the tension-center offset with respect to the XR-YR axes
rotorse.re.y_tc | output | m | [-1.96472755e-04 -1.95845562e-04 5.38317399e-03 7.50586477e-01 7.68174496e-01 7.33171720e-01 7.20873689e-01 7.45088540e-01 7.54142360e-01 7.76719558e-01 7.92184883e-01 7.78952465e-01 7.24382650e-01 6.31461338e-01 5.22876450e-01 4.24482823e-01 3.43263277e-01 2.61709026e-01 1.84116341e-01 1.24031422e-01 9.73457260e-02 8.84375414e-02 8.89697107e-02 9.85472746e-02 9.50717665e-02 8.46666106e-02 8.46440159e-02 1.10821672e-01 1.83162083e-01 1.77018367e-01] | Chordwise offset of the section tension-center with respect to the XR-YR axes
rotorse.re.x_sc | output | m | [ 1.35447417e-05 7.30098243e-06 4.21113420e-03 1.80607235e-03 -1.92554158e-02 -3.55264405e-02 -5.33394821e-02 -1.01527295e-01 -1.03953621e-01 -1.04265662e-01 -1.03917150e-01 -1.03221466e-01 -7.63343844e-02 -7.49185283e-02 -7.36056248e-02 -7.19159575e-02 -7.05955736e-02 -6.97963659e-02 -1.18023445e-02 1.16928663e-02 1.03707812e-02 9.45115432e-03 8.91703599e-03 8.81440929e-03 2.48890723e-02 5.20310756e-02 4.80647701e-02 4.42249014e-02 3.68604672e-02 1.69351609e-02] | X-coordinate of the shear-center offset with respect to the XR-YR axes
rotorse.re.y_sc | output | m | [-1.96472755e-04 -1.95845562e-04 5.38317399e-03 7.41273874e-01 7.57706019e-01 7.19384156e-01 7.03193766e-01 7.28615670e-01 7.36105341e-01 7.57538446e-01 7.72407894e-01 7.59844334e-01 7.27833658e-01 6.34385683e-01 5.25201431e-01 4.26277744e-01 3.44641942e-01 2.62706711e-01 1.84693346e-01 1.24373579e-01 9.76044016e-02 8.86720058e-02 8.92268347e-02 9.88805721e-02 9.48206256e-02 8.44464457e-02 8.44605057e-02 1.10739945e-01 1.82296049e-01 1.76304092e-01] | Chordwise offset of the section shear-center with respect to the reference frame, XR-YR
rotorse.re.x_cg | output | m | [ 1.35690489e-05 1.25773560e-05 4.12182809e-03 1.06912930e-02 -1.04766662e-03 -6.86584891e-03 -1.68584422e-02 -4.91065062e-02 -5.09453811e-02 -5.08396115e-02 -5.02320042e-02 -4.96588467e-02 -3.02301418e-02 -3.09603826e-02 -3.24342871e-02 -3.38330284e-02 -3.53967019e-02 -3.77278845e-02 5.36545989e-03 2.29059876e-02 2.07717700e-02 1.92942553e-02 1.86781147e-02 1.88091747e-02 3.18957765e-02 5.41361302e-02 5.01487183e-02 4.64358160e-02 3.83952612e-02 1.74724242e-02] | X-coordinate of the center-of-mass offset with respect to the XR-YR axes
rotorse.re.y_cg | output | m | [-1.96548927e-04 -1.96431253e-04 5.92642244e-03 9.25686585e-01 1.09336470e+00 1.22667553e+00 1.37144521e+00 1.51924054e+00 1.59472305e+00 1.65904716e+00 1.69698479e+00 1.68350924e+00 1.62634530e+00 1.47329701e+00 1.28366380e+00 1.10149339e+00 9.43131449e-01 7.76433548e-01 6.13908630e-01 4.70891460e-01 3.95291178e-01 3.60822521e-01 3.51610748e-01 3.62064457e-01 3.43551521e-01 3.14519966e-01 3.06111610e-01 3.37472601e-01 4.13508493e-01 2.42880790e-01] | Chordwise offset of the section center of mass with respect to the XR-YR axes
rotorse.re.precomp.flap_iner | output | kg/m | [9.16754689e+03 7.59887247e+03 5.90907163e+03 7.15872969e+02 5.82029586e+02 5.77040755e+02 5.64865006e+02 4.30386127e+02 4.15743723e+02 4.19146518e+02 4.22209952e+02 3.98768392e+02 2.67899292e+02 2.34957527e+02 1.99058350e+02 1.67398021e+02 1.43510732e+02 1.23953132e+02 8.03115608e+01 6.03345716e+01 4.95021178e+01 3.80962207e+01 2.78624168e+01 1.95867109e+01 1.14325643e+01 5.45450554e+00 3.29309149e+00 1.90751205e+00 6.90718705e-01 5.72922684e-02] | Section flap inertia about the Y_G axis per unit length.
rotorse.re.precomp.edge_iner | output | kg/m | [9.16624288e+03 7.54517394e+03 6.10931253e+03 3.37829815e+03 3.15565887e+03 3.02560263e+03 3.00783247e+03 3.01243863e+03 2.99579374e+03 3.11117587e+03 3.19602262e+03 3.07940692e+03 2.71194287e+03 2.25292964e+03 1.75755561e+03 1.34462588e+03 1.03902856e+03 7.75352578e+02 5.38930927e+02 3.65783319e+02 2.69897785e+02 2.05666418e+02 1.57982485e+02 1.22800944e+02 7.40736514e+01 4.42587506e+01 2.84333534e+01 2.00221322e+01 1.26867038e+01 1.39895429e+00] | Section lag inertia about the X_G axis per unit length
rotorse.blade_mass | output | kg | [82202.84270091] | mass of one blade
rotorse.blade_moment_of_inertia | output | kg*m**2 | [2.02985072e+08] | mass moment of inertia of blade about hub
rotorse.mass_all_blades | output | kg | [246608.52810272] | mass of all blades
rotorse.I_all_blades | output | kg*m**2 | [6.08955217e+08 3.04477609e+08 3.04477609e+08 0.00000000e+00 0.00000000e+00 0.00000000e+00] | mass moments of inertia of all blades in hub c.s. order:Ixx, Iyy, Izz, Ixy, Ixz, Iyz
rotorse.re.sc_ss_mats | output |  | [[1. 0. 0. 0. 0. 1. 0. 1. 0. 0. 0.] [1. 0. 0. 0. 0. 1. 0. 1. 0. 0. 0.] [1. 0. 0. 0. 0. 1. 0. 1. 0. 0. 0.] [1. 0. 0. 0. 0. 1. 0. 1. 0. 0. 0.] [1. 0. 0. 0. 0. 1. 0. 1. 0. 0. 0.] [1. 0. 0. 0. 0. 1. 0. 1. 0. 0. 0.] [1. 0. 0. 0. 0. 1. 0. 1. 0. 0. 0.] [1. 0. 0. 0. 0. 1. 0. 1. 0. 0. 0.] [1. 0. 0. 0. 0. 1. 0. 1. 0. 0. 0.] [1. 0. 0. 0. 0. 1. 0. 1. 0. 0. 0.] [1. 0. 0. 0. 0. 1. 0. 1. 0. 0. 0.] [1. 0. 0. 0. 0. 1. 0. 1. 0. 0. 0.] [1. 0. 0. 0. 0. 1. 0. 1. 0. 0. 0.] [1. 0. 0. 0. 0. 1. 0. 1. 0. 0. 0.] [1. 0. 0. 0. 0. 1. 0. 1. 0. 0. 0.] [1. 0. 0. 0. 0. 1. 0. 1. 0. 0. 0.] [1. 0. 0. 0. 0. 1. 0. 1. 0. 0. 0.] [1. 0. 0. 0. 0. 1. 0. 1. 0. 0. 0.] [1. 0. 0. 0. 0. 1. 0. 1. 0. 0. 0.] [1. 0. 0. 0. 0. 1. 0. 1. 0. 0. 0.] [1. 0. 0. 0. 0. 1. 0. 1. 0. 0. 0.] [1. 0. 0. 0. 0. 1. 0. 1. 0. 0. 0.] [1. 0. 0. 0. 0. 1. 0. 1. 0. 0. 0.] [1. 0. 0. 0. 0. 1. 0. 1. 0. 0. 0.] [1. 0. 0. 0. 0. 1. 0. 1. 0. 0. 0.] [1. 0. 0. 0. 0. 1. 0. 1. 0. 0. 0.] [1. 0. 0. 0. 0. 1. 0. 1. 0. 0. 0.] [1. 0. 0. 0. 0. 1. 0. 1. 0. 0. 0.] [1. 0. 0. 0. 0. 1. 0. 1. 0. 0. 0.] [1. 0. 0. 0. 0. 1. 0. 1. 0. 0. 0.]] | spar cap, suction side, boolean of materials in each composite layer spanwise, passed as floats for differentiablity, used for Fatigue Analysis
rotorse.re.sc_ps_mats | output |  | [[1. 0. 0. 0. 0. 1. 0. 1. 0. 0. 0.] [1. 0. 0. 0. 0. 1. 0. 1. 0. 0. 0.] [1. 0. 0. 0. 0. 1. 0. 1. 0. 0. 0.] [1. 0. 0. 0. 0. 1. 0. 1. 0. 0. 0.] [1. 0. 0. 0. 0. 1. 0. 1. 0. 0. 0.] [1. 0. 0. 0. 0. 1. 0. 1. 0. 0. 0.] [1. 0. 0. 0. 0. 1. 0. 1. 0. 0. 0.] [1. 0. 0. 0. 0. 1. 0. 1. 0. 0. 0.] [1. 0. 0. 0. 0. 1. 0. 1. 0. 0. 0.] [1. 0. 0. 0. 0. 1. 0. 1. 0. 0. 0.] [1. 0. 0. 0. 0. 1. 0. 1. 0. 0. 0.] [1. 0. 0. 0. 0. 1. 0. 1. 0. 0. 0.] [1. 0. 0. 0. 0. 1. 0. 1. 0. 0. 0.] [1. 0. 0. 0. 0. 1. 0. 1. 0. 0. 0.] [1. 0. 0. 0. 0. 1. 0. 1. 0. 0. 0.] [1. 0. 0. 0. 0. 1. 0. 1. 0. 0. 0.] [1. 0. 0. 0. 0. 1. 0. 1. 0. 0. 0.] [1. 0. 0. 0. 0. 1. 0. 1. 0. 0. 0.] [1. 0. 0. 0. 0. 1. 0. 1. 0. 0. 0.] [1. 0. 0. 0. 0. 1. 0. 1. 0. 0. 0.] [1. 0. 0. 0. 0. 1. 0. 1. 0. 0. 0.] [1. 0. 0. 0. 0. 1. 0. 1. 0. 0. 0.] [1. 0. 0. 0. 0. 1. 0. 1. 0. 0. 0.] [1. 0. 0. 0. 0. 1. 0. 1. 0. 0. 0.] [1. 0. 0. 0. 0. 1. 0. 1. 0. 0. 0.] [1. 0. 0. 0. 0. 1. 0. 1. 0. 0. 0.] [1. 0. 0. 0. 0. 1. 0. 1. 0. 0. 0.] [1. 0. 0. 0. 0. 1. 0. 1. 0. 0. 0.] [1. 0. 0. 0. 0. 1. 0. 1. 0. 0. 0.] [1. 0. 0. 0. 0. 1. 0. 1. 0. 0. 0.]] | spar cap, pressure side, boolean of materials in each composite layer spanwise, passed as floats for differentiablity, used for Fatigue Analysis
rotorse.re.te_ss_mats | output |  | [[0. 0. 0. 0. 0. 0. 0. 0. 0. 0. 0.] [0. 0. 0. 0. 0. 0. 0. 0. 0. 0. 0.] [0. 0. 0. 0. 0. 0. 0. 0. 0. 0. 0.] [1. 0. 0. 0. 1. 0. 0. 1. 0. 0. 0.] [1. 0. 0. 0. 1. 0. 0. 1. 0. 0. 0.] [1. 0. 0. 0. 1. 0. 0. 1. 0. 0. 0.] [1. 0. 0. 0. 1. 0. 0. 1. 0. 0. 0.] [1. 0. 0. 0. 1. 0. 0. 1. 0. 0. 0.] [1. 0. 0. 0. 1. 0. 0. 1. 0. 0. 0.] [1. 0. 0. 0. 1. 0. 0. 1. 0. 0. 0.] [1. 0. 0. 0. 1. 0. 0. 1. 0. 0. 0.] [1. 0. 0. 0. 1. 0. 0. 1. 0. 0. 0.] [1. 0. 0. 0. 1. 0. 0. 1. 0. 0. 0.] [1. 0. 0. 0. 1. 0. 0. 1. 0. 0. 0.] [1. 0. 0. 0. 1. 0. 0. 1. 0. 0. 0.] [1. 0. 0. 0. 1. 0. 0. 1. 0. 0. 0.] [1. 0. 0. 0. 1. 0. 0. 1. 0. 0. 0.] [1. 0. 0. 0. 1. 0. 0. 1. 0. 0. 0.] [1. 0. 0. 0. 1. 0. 0. 1. 0. 0. 0.] [1. 0. 0. 0. 1. 0. 0. 1. 0. 0. 0.] [1. 0. 0. 0. 1. 0. 0. 1. 0. 0. 0.] [1. 0. 0. 0. 1. 0. 0. 1. 0. 0. 0.] [1. 0. 0. 0. 1. 0. 0. 1. 0. 0. 0.] [1. 0. 0. 0. 1. 0. 0. 1. 0. 0. 0.] [0. 0. 0. 0. 0. 0. 0. 0. 0. 0. 0.] [0. 0. 0. 0. 0. 0. 0. 0. 0. 0. 0.] [0. 0. 0. 0. 0. 0. 0. 0. 0. 0. 0.] [0. 0. 0. 0. 0. 0. 0. 0. 0. 0. 0.] [0. 0. 0. 0. 0. 0. 0. 0. 0. 0. 0.] [0. 0. 0. 0. 0. 0. 0. 0. 0. 0. 0.]] | trailing edge reinforcement, suction side, boolean of materials in each composite layer spanwise, passed as floats for differentiablity, used for Fatigue Analysis
rotorse.re.te_ps_mats | output |  | [[0. 0. 0. 0. 0. 0. 0. 0. 0. 0. 0.] [0. 0. 0. 0. 0. 0. 0. 0. 0. 0. 0.] [0. 0. 0. 0. 0. 0. 0. 0. 0. 0. 0.] [1. 0. 0. 0. 1. 0. 0. 1. 0. 0. 0.] [1. 0. 0. 0. 1. 0. 0. 1. 0. 0. 0.] [1. 0. 0. 0. 1. 0. 0. 1. 0. 0. 0.] [1. 0. 0. 0. 1. 0. 0. 1. 0. 0. 0.] [1. 0. 0. 0. 1. 0. 0. 1. 0. 0. 0.] [1. 0. 0. 0. 1. 0. 0. 1. 0. 0. 0.] [1. 0. 0. 0. 1. 0. 0. 1. 0. 0. 0.] [1. 0. 0. 0. 1. 0. 0. 1. 0. 0. 0.] [1. 0. 0. 0. 1. 0. 0. 1. 0. 0. 0.] [1. 0. 0. 0. 1. 0. 0. 1. 0. 0. 0.] [1. 0. 0. 0. 1. 0. 0. 1. 0. 0. 0.] [1. 0. 0. 0. 1. 0. 0. 1. 0. 0. 0.] [1. 0. 0. 0. 1. 0. 0. 1. 0. 0. 0.] [1. 0. 0. 0. 1. 0. 0. 1. 0. 0. 0.] [1. 0. 0. 0. 1. 0. 0. 1. 0. 0. 0.] [1. 0. 0. 0. 1. 0. 0. 1. 0. 0. 0.] [1. 0. 0. 0. 1. 0. 0. 1. 0. 0. 0.] [1. 0. 0. 0. 1. 0. 0. 1. 0. 0. 0.] [1. 0. 0. 0. 1. 0. 0. 1. 0. 0. 0.] [1. 0. 0. 0. 1. 0. 0. 1. 0. 0. 0.] [1. 0. 0. 0. 1. 0. 0. 1. 0. 0. 0.] [0. 0. 0. 0. 0. 0. 0. 0. 0. 0. 0.] [0. 0. 0. 0. 0. 0. 0. 0. 0. 0. 0.] [0. 0. 0. 0. 0. 0. 0. 0. 0. 0. 0.] [0. 0. 0. 0. 0. 0. 0. 0. 0. 0. 0.] [0. 0. 0. 0. 0. 0. 0. 0. 0. 0. 0.] [0. 0. 0. 0. 0. 0. 0. 0. 0. 0. 0.]] | trailing edge reinforcement, pressure side, boolean of materials in each composite layer spanwise, passed as floats for differentiablity, used for Fatigue Analysis
rotorse.rp.AEP | output | kW*h | [1.06246598e+08] | annual energy production
rotorse.rp.cdf.F | output | m/s | [0.06824543 0.07317592 0.07825729 0.08348677 0.08886153 0.09437864 0.10003514 0.10582799 0.11175409 0.1178103 0.12399341 0.13030017 0.13672727 0.14327136 0.14992906 0.15669694 0.16357153 0.17054933 0.17762681 0.18480043 0.19206659 0.19942169 0.20686212 0.21438424 0.2219844 0.22965893 0.23740419 0.24521648 0.25309215 0.26102753 0.26901895 0.27706275 0.28515528 0.29329292 0.30147203 0.30968902 0.31794031 0.32622234 0.33453157 0.3428645 0.35121765 0.35958758 0.36797088 0.37636417 0.38476413 0.39316746 0.4015709 0.40997127 0.41836538 0.42675014 0.43512249 0.4434794 0.45181794 0.46013518 0.4684283 0.4766945 0.48493104 0.49313527 0.50130457 0.50943638 0.51752823 0.5255777 0.53358242 0.54154011 0.54944853 0.55730553 0.56510902 0.57285696 0.5805474 0.58817845 0.59574828 0.60325515 0.61069736 0.6180733 0.62538141 0.63262022 0.63978832 0.64688436 0.65390705 0.6608552 0.66772765 0.67452333 0.68124122 0.68788039 0.69443994 0.70091905 0.70731698 0.71363303 0.71986656 0.726017 0.73208386 0.73806666 0.74396502 0.7497786 0.75550712 0.76115035 0.76670812 0.77218031 0.77756684 0.78286771 0.78808294 0.79321261 0.79825684 0.80321582 0.80808974 0.81287887 0.81758352 0.82220402 0.82674074 0.83119412 0.8355646 0.83985268 0.84405887 0.84818374 0.85222787 0.85619189 0.86007643 0.86388218 0.86760984 0.87126013 0.8748338 0.87833164 0.88175443 0.88510299 0.88837815 0.89158077 0.89471172 0.89777188 0.90076215 0.90368344 0.90653669 0.90932282 0.91204279 0.91469754 0.91728805 0.91981528 0.92228022 0.92468385 0.92702715 0.92931111 0.93153673 0.93370501 0.93581694 0.93787353 0.93987575 0.94182462 0.94372112 0.94556625 0.94736099 0.94910633 0.95080325 0.95245271 0.9540557 0.95561316 0.95712606 0.95859534 0.96002195 0.96140681 0.96275085 0.96405498 0.96532012 0.96654715 0.96773696 0.96889042 0.97000841 0.97109177 0.97214134 0.97315796 0.97414245 0.97509561 0.97601824 0.97691112 0.97777502 0.97861071 0.97941893 0.98020041 0.98095587 0.98168602 0.98239156 0.98307317 0.98373152 0.98436726 0.98498105 0.9855735 0.98614525 0.98669689 0.98722901 0.98774221 0.98823704 0.98871406 0.98917382 0.98961684 0.99004365 0.99045474 0.99085061 0.99123175 0.99159863 0.9919517 0.99229141 0.99261821] | magnitude of wind speed at each z location
rotorse.rp.gust.V_gust | output | m/s | [20.82785313] | gust wind speed
rotorse.rp.powercurve.pitch | output | deg | [ 0. 0. 0. 0. 0. 0. 0. 0. 0. 0. 1.34689558 4.11326771 4.69552253 7.57324396 10.598029 13.25047243 15.73588014 18.10954421 20.38354817 22.55339396] | rotor pitch schedule
rotorse.rp.powercurve.P_aero | output | W | [ -433418.00544592 -96784.87814953 1147958.10750798 2668727.27952217 3891162.08453699 4511234.56128437 4640162.43821545 5583888.63978899 7530121.81624116 10537700.57644674 15448873.30682213 21139884.90298878 22815314.1859108 22815314.17774124 22815321.6620435 22815312.95073117 22815430.61969426 22815333.38571827 22815314.31482813 22815330.98023964] | rotor mechanical power
rotorse.rp.powercurve.T | output | N | [ 456086.10662765 923295.38259394 1234314.1323125 1441751.92086679 1580462.4753472 1645061.37943161 1658072.9754442 1749328.41964853 1918118.08882931 2284549.63295941 2689236.51623 2702767.71510955 2702797.67071994 2248303.38908436 1867930.08335258 1605396.86230313 1408128.53278946 1255047.04081213 1134363.66242477 1038304.68508664] | rotor aerodynamic thrust
rotorse.rp.powercurve.Q | output | N*m | [ -827767.41590098 -184845.50128854 2192438.48726774 5096893.65960167 7431572.1615099 8615823.35850487 8862057.46549596 10664441.74436518 14381473.30966681 18866014.67293712 24504466.31777249 31029889.53596598 33489145.38399773 33489145.37200616 33489156.35773636 33489143.57095628 33489316.28972667 33489173.56617127 33489145.57322726 33489170.03532252] | rotor aerodynamic torque
rotorse.rp.powercurve.M | output | N*m | [16793509.32132939 32651455.79066589 42478934.85870138 48571113.67052688 52563567.45511895 54409432.29390621 54780251.53097324 57372086.65284921 62126564.80284075 73535174.88322589 86996681.22098312 87753414.35749845 87330032.27117963 72009721.57751939 58186687.86973526 47880047.15347101 39533348.79438562 32551980.93484014 26624300.78370674 21555637.12256612] | blade root moment
rotorse.rp.powercurve.Cp | output |  | [-0.41779334 -0.03230859 0.20022859 0.30902175 0.35413397 0.36997942 0.37285866 0.39055986 0.41438037 0.42249231 0.4297727 0.39857766 0.38195197 0.29001369 0.19674567 0.1354253 0.09506363 0.06824872 0.05018445 0.0378149 ] | rotor electrical power coefficient
rotorse.rp.powercurve.Cp_aero | output |  | [-0.431125 -0.03333955 0.20661782 0.31888254 0.36543428 0.38178535 0.38475647 0.40302251 0.42760312 0.43664923 0.44517014 0.41334884 0.39610701 0.30076152 0.20403701 0.14044413 0.09858666 0.070778 0.05204428 0.03921631] | rotor aerodynamic power coefficient
rotorse.rp.powercurve.Ct_aero | output |  | [1.36101952 1.35871644 1.17834792 1.0474378 0.97789187 0.94962327 0.94418874 0.90814053 0.84863563 0.81924129 0.75695224 0.58745076 0.54269721 0.37572677 0.24101026 0.16148066 0.11187215 0.07994556 0.05886674 0.04461746] | rotor aerodynamic thrust coefficient
rotorse.rp.powercurve.Cq_aero | output |  | [-0.01775758 -0.00195549 0.01504642 0.02661958 0.03305562 0.03575395 0.03627837 0.03979952 0.04574117 0.04863505 0.04958413 0.04848428 0.04833994 0.04023271 0.03106255 0.02421587 0.01912687 0.01533546 0.01249337 0.01034528] | rotor aerodynamic torque coefficient
rotorse.rp.powercurve.Cm_aero | output |  | [0.36026076 0.34542098 0.29152745 0.25367272 0.23380267 0.2257883 0.22425245 0.21411167 0.19759741 0.18956771 0.17603546 0.13711494 0.12605662 0.08651001 0.05397051 0.03462188 0.02257882 0.0149063 0.00993239 0.00665884] | rotor aerodynamic moment coefficient
rotorse.rp.powercurve.ax_induct_rotor | output |  | [0.72908462 0.69316709 0.57816365 0.50386747 0.45929591 0.43952208 0.43558995 0.40830402 0.35700762 0.32967143 0.2913015 0.20560168 0.18658432 0.12527016 0.08105995 0.05602311 0.04040058 0.03012904 0.02312135 0.01819909] | rotor aerodynamic induction
rotorse.rp.powercurve.V_R25 | output | m/s | [10.55555556] | region 2.5 transition wind speed
rotorse.rp.powercurve.rated_V | output | m/s | [11.56532879] | rated wind speed
rotorse.rp.powercurve.rated_Omega | output | rpm | [6.50569608] | rotor rotation speed at rated
rotorse.rp.powercurve.rated_pitch | output | deg | [4.69552253] | pitch setting at rated
rotorse.rp.powercurve.rated_T | output | N | [2702797.67071994] | rotor aerodynamic thrust at rated
rotorse.rp.powercurve.rated_Q | output | N*m | [33489145.38399773] | rotor aerodynamic torque at rated
rotorse.rp.powercurve.rated_mech | output | W | [22815314.1859108] | Mechanical shaft power at rated
rotorse.rp.powercurve.ax_induct_regII | output |  | [0.08423446 0.03992225 0.02848738 0.02782328 0.04869806 0.08645075 0.12342199 0.16040663 0.17269185 0.17857865 0.19047166 0.20817203 0.24439284 0.26474828 0.27409346 0.27908853 0.28127399 0.28271576 0.32168922 0.34211138 0.34951842 0.34435814 0.34070792 0.33745211 0.32837106 0.31836332 0.31802419 0.33822355 0.38974896 0.33949384] | rotor axial induction at cut-in wind speed along blade span
rotorse.rp.powercurve.tang_induct_regII | output |  | [-0.08423446 -0.03992225 -0.02584212 0.01737557 0.01957378 0.02338816 0.02371531 0.02283394 0.01924626 0.01605631 0.01397955 0.01262377 0.01218422 0.01110524 0.0099121 0.00883188 0.00787713 0.00706025 0.0069645 0.00651164 0.00595314 0.00537894 0.00488334 0.00445481 0.0041542 0.00371814 0.00345909 0.00332298 0.00327176 0.00296267] | rotor tangential induction at cut-in wind speed along blade span
rotorse.rp.powercurve.aoa_regII | output | deg | [66.51173835 16.25301561 5.57476071 1.53941901 3.08412451 4.92897387 5.76903264 5.72989735 5.3562005 5.03600923 4.82129169 4.85627914 4.92222979 5.1402094 5.36697114 5.48475579 5.51377902 5.52099177 5.37983173 5.60965447 5.93008229 6.1950636 6.45390517 6.62981602 6.61546928 6.52575553 6.41137483 6.28429763 5.97522746 6.83665283] | angle of attack distribution along blade span at cut-in wind speed
rotorse.rp.powercurve.L_D | output |  | [-1.77003813e-16 -1.17320001e-16 4.96126219e-02 3.65111848e+01 5.50973620e+01 6.52236452e+01 7.12441165e+01 8.32046357e+01 8.09831533e+01 7.68151294e+01 7.51292047e+01 7.94551955e+01 9.62293678e+01 9.85729254e+01 9.92492003e+01 1.00036884e+02 1.00243504e+02 1.00294468e+02 1.40395079e+02 1.49630279e+02 1.41590462e+02 1.34262767e+02 1.26755214e+02 1.21557372e+02 1.61229379e+02 1.27319268e+02 1.31079707e+02 1.35253845e+02 1.37211894e+02 1.36063967e+02] | Lift over drag distribution along blade span at cut-in wind speed
rotorse.rp.powercurve.Cp_regII | output |  | [0.44517014] | power coefficient at cut-in wind speed
rotorse.rp.powercurve.Ct_regII | output |  | [0.75695224] | thrust coefficient at cut-in wind speed
rotorse.rp.powercurve.cl_regII | output |  | [-8.85019065e-17 -5.86600005e-17 2.42045781e-02 4.17660128e-01 5.82021480e-01 7.97921334e-01 9.05423833e-01 9.78595689e-01 9.47135937e-01 8.93714952e-01 8.70936287e-01 8.79062582e-01 9.46349403e-01 9.78065332e-01 9.97837198e-01 1.01293486e+00 1.01683569e+00 1.01780459e+00 1.09867251e+00 1.14179437e+00 1.17068410e+00 1.19320291e+00 1.21394187e+00 1.22729905e+00 1.23119328e+00 1.23120309e+00 1.22377541e+00 1.21525223e+00 1.12454942e+00 1.18121743e+00] | lift coefficient distribution along blade span at cut-in wind speed
rotorse.rp.powercurve.cd_regII | output |  | [0.5 0.5 0.48787137 0.01143924 0.01056351 0.01223362 0.01270875 0.01176131 0.01169547 0.01163462 0.01159251 0.01106363 0.00983431 0.00992225 0.01005386 0.01012561 0.01014366 0.01014816 0.00782558 0.00763077 0.0082681 0.00888707 0.00957706 0.01009646 0.00763628 0.0096702 0.00933612 0.00898497 0.00819571 0.00868134] | drag coefficient distribution along blade span at cut-in wind speed
rotorse.rp.powercurve.rated_efficiency | output |  | [0.96426461] | Efficiency at rated conditions
rotorse.rp.powercurve.V_spline | output | m/s | [ 3. 3.11055276 3.22110553 3.33165829 3.44221106 3.55276382 3.66331658 3.77386935 3.88442211 3.99497487 4.10552764 4.2160804 4.32663317 4.43718593 4.54773869 4.65829146 4.76884422 4.87939698 4.98994975 5.10050251 5.21105528 5.32160804 5.4321608 5.54271357 5.65326633 5.7638191 5.87437186 5.98492462 6.09547739 6.20603015 6.31658291 6.42713568 6.53768844 6.64824121 6.75879397 6.86934673 6.9798995 7.09045226 7.20100503 7.31155779 7.42211055 7.53266332 7.64321608 7.75376884 7.86432161 7.97487437 8.08542714 8.1959799 8.30653266 8.41708543 8.52763819 8.63819095 8.74874372 8.85929648 8.96984925 9.08040201 9.19095477 9.30150754 9.4120603 9.52261307 9.63316583 9.74371859 9.85427136 9.96482412 10.07537688 10.18592965 10.29648241 10.40703518 10.51758794 10.6281407 10.73869347 10.84924623 10.95979899 11.07035176 11.18090452 11.29145729 11.40201005 11.51256281 11.62311558 11.73366834 11.84422111 11.95477387 12.06532663 12.1758794 12.28643216 12.39698492 12.50753769 12.61809045 12.72864322 12.83919598 12.94974874 13.06030151 13.17085427 13.28140704 13.3919598 13.50251256 13.61306533 13.72361809 13.83417085 13.94472362 14.05527638 14.16582915 14.27638191 14.38693467 14.49748744 14.6080402 14.71859296 14.82914573 14.93969849 15.05025126 15.16080402 15.27135678 15.38190955 15.49246231 15.60301508 15.71356784 15.8241206 15.93467337 16.04522613 16.15577889 16.26633166 16.37688442 16.48743719 16.59798995 16.70854271 16.81909548 16.92964824 17.04020101 17.15075377 17.26130653 17.3718593 17.48241206 17.59296482 17.70351759 17.81407035 17.92462312 18.03517588 18.14572864 18.25628141 18.36683417 18.47738693 18.5879397 18.69849246 18.80904523 18.91959799 19.03015075 19.14070352 19.25125628 19.36180905 19.47236181 19.58291457 19.69346734 19.8040201 19.91457286 20.02512563 20.13567839 20.24623116 20.35678392 20.46733668 20.57788945 20.68844221 20.79899497 20.90954774 21.0201005 21.13065327 21.24120603 21.35175879 21.46231156 21.57286432 21.68341709 21.79396985 21.90452261 22.01507538 22.12562814 22.2361809 22.34673367 22.45728643 22.5678392 22.67839196 22.78894472 22.89949749 23.01005025 23.12060302 23.23115578 23.34170854 23.45226131 23.56281407 23.67336683 23.7839196 23.89447236 24.00502513 24.11557789 24.22613065 24.33668342 24.44723618 24.55778894 24.66834171 24.77889447 24.88944724 25. ] | wind vector
rotorse.rp.powercurve.P_spline | output | W | [-4.20015436e+05 -4.16825657e+05 -4.07532626e+05 -3.92550802e+05 -3.72294644e+05 -3.47178611e+05 -3.17617160e+05 -2.84024752e+05 -2.46815846e+05 -2.06404899e+05 -1.63206371e+05 -1.17634720e+05 -6.69620414e+04 6.62656375e+03 1.03180491e+05 2.19319366e+05 3.51662817e+05 4.96830470e+05 6.51441952e+05 8.12116890e+05 9.75474911e+05 1.13844419e+06 1.31318910e+06 1.50525377e+06 1.71158738e+06 1.92913915e+06 2.15485826e+06 2.38569393e+06 2.61874528e+06 2.86063983e+06 3.11434140e+06 3.37710216e+06 3.64617429e+06 3.92101465e+06 4.20775503e+06 4.50155306e+06 4.80503682e+06 5.11500002e+06 5.43593791e+06 5.76918735e+06 6.11204900e+06 6.46225528e+06 6.81753856e+06 7.17563126e+06 7.53368169e+06 7.88980832e+06 8.24654320e+06 8.60666879e+06 8.97296756e+06 9.34822195e+06 9.73521442e+06 1.01367274e+07 1.05572177e+07 1.09984918e+07 1.14567337e+07 1.19280564e+07 1.24085733e+07 1.28943972e+07 1.33816415e+07 1.38664192e+07 1.43448434e+07 1.48130272e+07 1.52724457e+07 1.57326683e+07 1.61932362e+07 1.66532859e+07 1.71119538e+07 1.75683762e+07 1.80216895e+07 1.84710301e+07 1.89155344e+07 1.93543387e+07 1.97865794e+07 2.02113930e+07 2.06551541e+07 2.11771251e+07 2.16574788e+07 2.19590378e+07 2.20000000e+07 2.20000000e+07 2.20000000e+07 2.20000000e+07 2.20000000e+07 2.20000000e+07 2.20000000e+07 2.20000000e+07 2.20000000e+07 2.20000000e+07 2.20000000e+07 2.20000002e+07 2.20000005e+07 2.20000009e+07 2.20000014e+07 2.20000020e+07 2.20000026e+07 2.20000033e+07 2.20000040e+07 2.20000046e+07 2.20000053e+07 2.20000059e+07 2.20000064e+07 2.20000068e+07 2.20000071e+07 2.20000072e+07 2.20000072e+07 2.20000070e+07 2.20000067e+07 2.20000063e+07 2.20000057e+07 2.20000051e+07 2.20000045e+07 2.20000037e+07 2.20000030e+07 2.20000023e+07 2.20000016e+07 2.20000009e+07 2.20000003e+07 2.19999998e+07 2.19999993e+07 2.19999990e+07 2.19999988e+07 2.19999989e+07 2.20000005e+07 2.20000038e+07 2.20000085e+07 2.20000145e+07 2.20000216e+07 2.20000296e+07 2.20000381e+07 2.20000471e+07 2.20000563e+07 2.20000654e+07 2.20000743e+07 2.20000828e+07 2.20000906e+07 2.20000976e+07 2.20001034e+07 2.20001079e+07 2.20001110e+07 2.20001122e+07 2.20001118e+07 2.20001102e+07 2.20001074e+07 2.20001037e+07 2.20000992e+07 2.20000939e+07 2.20000881e+07 2.20000818e+07 2.20000752e+07 2.20000684e+07 2.20000615e+07 2.20000547e+07 2.20000481e+07 2.20000418e+07 2.20000359e+07 2.20000307e+07 2.20000261e+07 2.20000224e+07 2.20000196e+07 2.20000179e+07 2.20000164e+07 2.20000149e+07 2.20000135e+07 2.20000121e+07 2.20000108e+07 2.20000095e+07 2.20000083e+07 2.20000071e+07 2.20000061e+07 2.20000051e+07 2.20000042e+07 2.20000033e+07 2.20000026e+07 2.20000019e+07 2.20000014e+07 2.20000009e+07 2.20000005e+07 2.20000003e+07 2.20000002e+07 2.20000001e+07 2.20000002e+07 2.20000003e+07 2.20000005e+07 2.20000008e+07 2.20000012e+07 2.20000016e+07 2.20000021e+07 2.20000027e+07 2.20000034e+07 2.20000041e+07 2.20000049e+07 2.20000058e+07 2.20000068e+07 2.20000079e+07 2.20000091e+07 2.20000103e+07 2.20000117e+07 2.20000131e+07 2.20000146e+07 2.20000162e+07] | rotor electrical power
rotorse.rp.powercurve.Omega_spline | output | rpm | [5. 5. 5. 5. 5. 5. 5. 5. 5. 5. 5. 5. 5. 5. 5. 5. 5. 5. 5. 5. 5. 5. 5. 5. 5. 5. 5. 5. 5. 5. 5. 5. 5. 5. 5. 5. 5. 5. 5. 5. 5. 5. 5. 5. 5.00410945 5.02443346 5.05881835 5.10396619 5.15657904 5.21335897 5.27100804 5.32622833 5.38173698 5.4452362 5.51490976 5.5887748 5.66484848 5.74114792 5.81569027 5.88649269 5.9515723 6.00894625 6.06067202 6.11413436 6.16848226 6.22254775 6.27516286 6.32515962 6.37137006 6.41262621 6.44776008 6.47560372 6.49498915 6.5047484 6.50569608 6.50569608 6.50569608 6.50569608 6.50569608 6.50569608 6.50569608 6.50569608 6.50569608 6.50569608 6.50569608 6.50569608 6.50569608 6.50569608 6.50569608 6.50569608 6.50569608 6.50569608 6.50569608 6.50569608 6.50569608 6.50569608 6.50569608 6.50569608 6.50569608 6.50569608 6.50569608 6.50569608 6.50569608 6.50569608 6.50569608 6.50569608 6.50569608 6.50569608 6.50569608 6.50569608 6.50569608 6.50569608 6.50569608 6.50569608 6.50569608 6.50569608 6.50569608 6.50569608 6.50569608 6.50569608 6.50569608 6.50569608 6.50569608 6.50569608 6.50569608 6.50569608 6.50569608 6.50569608 6.50569608 6.50569608 6.50569608 6.50569608 6.50569608 6.50569608 6.50569608 6.50569608 6.50569608 6.50569608 6.50569608 6.50569608 6.50569608 6.50569608 6.50569608 6.50569608 6.50569608 6.50569608 6.50569608 6.50569608 6.50569608 6.50569608 6.50569608 6.50569608 6.50569608 6.50569608 6.50569608 6.50569608 6.50569608 6.50569608 6.50569608 6.50569608 6.50569608 6.50569608 6.50569608 6.50569608 6.50569608 6.50569608 6.50569608 6.50569608 6.50569608 6.50569608 6.50569608 6.50569608 6.50569608 6.50569608 6.50569608 6.50569608 6.50569608 6.50569608 6.50569608 6.50569608 6.50569608 6.50569608 6.50569608 6.50569608 6.50569608 6.50569608 6.50569608 6.50569608 6.50569608 6.50569608 6.50569608 6.50569608 6.50569608 6.50569608 6.50569608 6.50569608 6.50569608 6.50569608 6.50569608 6.50569608] | omega
rotorse.rs.aero_gust.loads_r | output | m | [ 5. 9.63601566 14.27203031 18.90804595 23.5440618 28.18007696 32.81609163 37.45210674 42.08812293 46.72413792 51.36015307 55.99616874 60.63218335 65.26819902 69.9042149 74.54023024 79.17624496 83.81226082 88.4482756 93.0842909 97.72030656 102.35632155 106.9923365 111.62835247 116.26436815 120.90038327 125.5363991 130.17241384 134.80842876 139.44444444]
rotorse.rs.aero_gust.loads_Px | output | N/m | [ 576.2687245 653.7193944 740.52051931 2137.446504 3341.56650045 4910.53569833 6543.14809907 7517.14195306 8668.16790333 9742.98001237 11018.15247492 12277.22909972 11488.4363257 12403.17872183 13210.22243391 13984.57037908 15028.03442807 16142.00872986 15891.75623519 16197.52647456 16747.36540553 17101.98339391 17466.08333425 17887.78504285 18055.05002672 17993.74864008 17965.85890474 17702.09970274 17539.38460978 9269.26211867]
rotorse.rs.aero_gust.loads_Py | output | N/m | [ 118.83610993 204.28348744 270.103549 -2371.84243619 -2906.9701696 -3273.26515828 -3601.94411507 -3916.65162201 -4212.3464757 -4488.12756138 -4842.5657077 -5092.24496079 -4021.0878063 -4057.0006474 -4108.13477055 -4204.55548168 -4434.0216187 -4675.05076034 -4211.20818091 -4016.48580975 -3941.75244104 -3873.22284107 -3803.57428466 -3768.77214837 -3715.90633084 -3756.89203392 -3651.42444272 -3468.0760568 -3334.86334591 -1698.20488072]
rotorse.rs.aero_gust.loads_Pz | output | N/m | [0. 0. 0. 0. 0. 0. 0. 0. 0. 0. 0. 0. 0. 0. 0. 0. 0. 0. 0. 0. 0. 0. 0. 0. 0. 0. 0. 0. 0. 0.]
rotorse.rs.aero_hub_loads.P | output | W | [72227563.16799805] | Rotor aerodynamic power
rotorse.rs.aero_hub_loads.Mb | output | N/m | [1.40399237e+08] | Aerodynamic blade root flapwise moment
rotorse.rs.aero_hub_loads.Fhub | output | N | [4723928.63933127 13245.19282649 49938.27962518] | Aerodynamic forces at hub center in the hub c.s.
rotorse.rs.aero_hub_loads.Mhub | output | N*m | [1.06018236e+08 2.34016994e+06 1.40987105e+07] | Aerodynamic moments at hub center in the hub c.s.
rotorse.rs.aero_hub_loads.CP | output |  | [0.21469872] | Rotor aerodynamic power coefficient
rotorse.rs.aero_hub_loads.CMb | output |  | [0.06248759] | Aerodynamic blade root flapwise moment coefficient
rotorse.rs.aero_hub_loads.CFhub | output |  | [0.29246529 0.00082003 0.00309175] | Aerodynamic force coefficients at hub center in the hub c.s.
rotorse.rs.aero_hub_loads.CMhub | output |  | [0.04718561 0.00104154 0.00627492] | Aerodynamic moment coefficients at hub center in the hub c.s.
rotorse.rs.brs.d_r | output | m | [9.12473763] | Root fastener circle diameter
rotorse.rs.brs.ratio | output |  | [1.84347444] | Ratio of recommended diameter over actual diameter. It can be constrained to be smaller than 1
rotorse.rs.constr.constr_max_strainU_spar | output |  | [1.00387524e-01 8.32849737e-02 7.22185455e-01 1.14871134e+00 1.55745063e+00 1.28667215e+00 1.06328258e+00 1.02642460e+00 9.11770931e-01 7.95416162e-01 7.01521972e-01 6.44660421e-01 7.01089843e-01 6.72354443e-01 6.50677258e-01 6.26906673e-01 5.91915725e-01 5.51027281e-01 5.85323064e-01 5.72929166e-01 5.29262822e-01 5.07420726e-01 5.07125069e-01 5.19865856e-01 5.62719424e-01 5.99222959e-01 5.14943314e-01 3.90737737e-01 2.34075808e-01 1.95616897e-04] | constraint for maximum strain in spar cap suction side
rotorse.rs.constr.constr_max_strainL_spar | output |  | [9.28331042e-02 9.31597554e-02 7.13389097e-01 1.55243071e+00 1.59784541e+00 1.25546900e+00 1.01338788e+00 9.89582482e-01 8.62270498e-01 7.50783012e-01 6.61935846e-01 6.09508181e-01 6.75191892e-01 6.43538083e-01 6.22354806e-01 5.99587314e-01 5.66153383e-01 5.26906872e-01 5.70353604e-01 5.58133262e-01 5.16374708e-01 4.96173547e-01 4.96293477e-01 5.08483142e-01 5.49122341e-01 5.84130840e-01 5.00998348e-01 3.78269646e-01 2.24585150e-01 1.94870045e-04] | constraint for maximum strain in spar cap pressure side
rotorse.rs.constr.constr_max_strainU_te | output |  | [6.29735986e-01 6.18369819e-01 3.75902411e-01 8.71873118e-01 1.80353997e-01 7.44397790e-03 5.29234285e-02 3.29157258e-02 6.63633841e-02 5.56957853e-02 4.60961526e-02 3.96793187e-02 3.06623607e-02 4.70259103e-02 5.67700491e-02 6.81288801e-02 8.01224871e-02 1.01800589e-01 1.08370602e-01 1.69539698e-01 1.86894038e-01 1.71528140e-01 1.57824251e-01 1.43685027e-01 8.27105918e-02 1.26370206e-02 8.07647301e-03 4.64865736e-03 1.52438133e-02 2.25257799e-05] | constraint for maximum strain in trailing edge suction side
rotorse.rs.constr.constr_max_strainL_te | output |  | [6.29735986e-01 6.18369819e-01 3.75902411e-01 7.62578519e-01 5.73839216e-02 8.33078565e-02 1.21948383e-01 9.06359498e-02 1.17111788e-01 9.97631884e-02 8.48956963e-02 7.54877925e-02 6.95582111e-02 8.51541293e-02 9.49185312e-02 1.06383822e-01 1.18192994e-01 1.39024695e-01 1.52086903e-01 2.16576666e-01 2.32617655e-01 2.18037308e-01 2.06914595e-01 1.96802307e-01 8.27105918e-02 1.26370206e-02 8.07647301e-03 4.64865736e-03 1.52438133e-02 2.25257799e-05] | constraint for maximum strain in trailing edge pressure side
rotorse.rs.constr.constr_flap_f_margin | output |  | [-0.06743501 -1.07155443 -2.49573928 -4.50549886 -7.12697408] | constraint on flap blade frequency such that ratio of 3P/f is above or below gamma with constraint <= 0
rotorse.rs.constr.constr_edge_f_margin | output |  | [-0.24884935 -1.54477634 -3.65377625 -6.30221534 -9.52435151] | constraint on edge blade frequency such that ratio of 3P/f is above or below gamma with constraint <= 0
rotorse.rs.curvature.s | output | m | [ 5. 9.63601566 14.27203031 18.90804595 23.5440618 28.18007696 32.81609163 37.45210674 42.08812293 46.72413792 51.36015307 55.99616874 60.63218335 65.26819902 69.9042149 74.54023024 79.17624496 83.81226082 88.4482756 93.0842909 97.72030656 102.35632155 106.9923365 111.62835247 116.26436815 120.90038327 125.5363991 130.17241384 134.80842876 139.44444444] | cumulative path length along blade
rotorse.rs.curvature.blades_cg_hubcc | output | m | [3.05658112] | cg of all blades relative to hub along shaft axis. Distance is should be interpreted as negative for upwind and positive for downwind turbines
rotorse.rs.frame.root_F | output | N | [-1751203.19496164 -332435.8084844 671803.72415722] | Blade root forces in blade c.s.
rotorse.rs.frame.root_M | output | N*m | [ 2.03675728e+07 -1.37166646e+08 -0.00000000e+00] | Blade root moment in blade c.s.
rotorse.rs.frame.flap_mode_shapes | output |  | [[ 1.82448676e-01 5.70158450e+00 -1.24425126e+01 1.13585979e+01 -3.80011843e+00] [-7.01381959e-01 -2.20274626e+00 6.35192226e+00 -3.16517452e+00 7.17380484e-01] [ 1.64120770e-01 9.08595209e+00 -3.05298107e+01 2.72570884e+01 -4.97735054e+00] [-7.77028501e-01 -1.79372009e+01 9.76553803e+01 -1.53253639e+02 7.53124882e+01] [ 2.65296322e+01 -1.98936676e+02 5.19951322e+02 -5.69817521e+02 2.23273243e+02]] | 6-degree polynomial coefficients of mode shapes in the flap direction (x^2..x^6, no linear or constant term)
rotorse.rs.frame.edge_mode_shapes | output |  | [[ 1.15482347 3.17702966 -11.40782737 13.06906498 -4.99309074] [ -2.29427159 10.07760967 -25.14015161 30.32550805 -11.96869451] [ 0.69145285 12.16553843 -50.46910074 57.24032431 -18.62821486] [ -8.11631636 36.11830306 -38.66935681 -10.52785785 22.19522796] [ 21.91143374 -168.11595051 447.04385984 -496.65296379 196.81362073]] | 6-degree polynomial coefficients of mode shapes in the edge direction (x^2..x^6, no linear or constant term)
rotorse.rs.frame.tors_mode_shapes | output |  | [[0. 0. 0. 0. 0.] [0. 0. 0. 0. 0.] [0. 0. 0. 0. 0.] [0. 0. 0. 0. 0.] [0. 0. 0. 0. 0.]] | 6-degree polynomial coefficients of mode shapes in the torsional direction (x^2..x^6, no linear or constant term)
rotorse.rs.frame.all_mode_shapes | output |  | [[ 1.82448676e-01 5.70158450e+00 -1.24425126e+01 1.13585979e+01 -3.80011843e+00] [ 1.15482347e+00 3.17702966e+00 -1.14078274e+01 1.30690650e+01 -4.99309074e+00] [-7.01381959e-01 -2.20274626e+00 6.35192226e+00 -3.16517452e+00 7.17380484e-01] [-2.29427159e+00 1.00776097e+01 -2.51401516e+01 3.03255080e+01 -1.19686945e+01] [ 1.64120770e-01 9.08595209e+00 -3.05298107e+01 2.72570884e+01 -4.97735054e+00] [ 6.91452853e-01 1.21655384e+01 -5.04691007e+01 5.72403243e+01 -1.86282149e+01] [-7.77028501e-01 -1.79372009e+01 9.76553803e+01 -1.53253639e+02 7.53124882e+01] [-8.11631636e+00 3.61183031e+01 -3.86693568e+01 -1.05278578e+01 2.21952280e+01] [ 2.65296322e+01 -1.98936676e+02 5.19951322e+02 -5.69817521e+02 2.23273243e+02] [ 2.19114337e+01 -1.68115951e+02 4.47043860e+02 -4.96652964e+02 1.96813621e+02]] | 6-degree polynomial coefficients of mode shapes in the edge direction (x^2..x^6, no linear or constant term)
rotorse.rs.frame.flap_mode_freqs | output | Hz | [0.43635535 1.5520436 3.1344712 5.3675374 8.28028765] | Frequencies associated with mode shapes in the flap direction
rotorse.rs.frame.edge_mode_freqs | output | Hz | [ 0.63792683 2.07784572 4.42117895 7.36388905 10.94404035] | Frequencies associated with mode shapes in the edge direction
rotorse.rs.frame.tors_mode_freqs | output | Hz | [0. 0. 0. 0. 0.] | Frequencies associated with mode shapes in the torsional direction
rotorse.rs.frame.freqs | output | Hz | [0.43635535 0.63792683 1.5520436 2.07784572 2.87910362 3.1344712 4.42117895 5.3675374 5.58189982 7.36388905] | ration of 2nd and 1st natural frequencies, should be ratio of edgewise to flapwise
rotorse.rs.frame.freq_distance | output |  | [1.46194344] | ration of 2nd and 1st natural frequencies, should be ratio of edgewise to flapwise
rotorse.rs.frame.dx | output | m | [-0.00000000e+00 1.17113703e-02 4.71131800e-02 1.13100793e-01 2.56051174e-01 5.05669814e-01 8.41181268e-01 1.24789671e+00 1.72152078e+00 2.25693189e+00 2.84653030e+00 3.48464980e+00 4.17107757e+00 4.91204815e+00 5.71208228e+00 6.57222066e+00 7.49346628e+00 8.47568673e+00 9.52131338e+00 1.06401950e+01 1.18409124e+01 1.31252485e+01 1.44952835e+01 1.59564330e+01 1.75173215e+01 1.91975840e+01 2.10220272e+01 2.29925766e+01 2.50877216e+01 2.72728436e+01] | deflection of blade section in airfoil x-direction
rotorse.rs.frame.dy | output | m | [ 0.00000000e+00 -1.69362822e-03 -7.03417474e-03 -2.29969271e-02 -8.28495571e-02 -2.01358092e-01 -3.58299763e-01 -5.41174723e-01 -7.44608847e-01 -9.64713574e-01 -1.19795942e+00 -1.44173670e+00 -1.69454221e+00 -1.95578218e+00 -2.22484641e+00 -2.50108813e+00 -2.78416346e+00 -3.07389416e+00 -3.37017061e+00 -3.67298199e+00 -3.98238743e+00 -4.29827556e+00 -4.62024532e+00 -4.94760948e+00 -5.27964708e+00 -5.61582078e+00 -5.95507656e+00 -6.29584214e+00 -6.63615156e+00 -6.97437421e+00] | deflection of blade section in airfoil y-direction
rotorse.rs.frame.dz | output | m | [-0.00000000e+00 -8.02368469e-05 -1.83761333e-04 -3.12454749e-04 -4.73598788e-04 -6.39981178e-04 -8.05543757e-04 -9.65226646e-04 -1.11601351e-03 -1.25515391e-03 -1.38256823e-03 -1.50041531e-03 -1.61107029e-03 -1.71648132e-03 -1.81706312e-03 -1.91267987e-03 -2.00252868e-03 -2.08589297e-03 -2.16245286e-03 -2.23226309e-03 -2.29495505e-03 -2.35111831e-03 -2.40284720e-03 -2.45213283e-03 -2.49920518e-03 -2.54501064e-03 -2.58746596e-03 -2.62606417e-03 -2.65835591e-03 -2.67893287e-03] | deflection of blade section in airfoil z-direction
rotorse.rs.frame.EI11 | output | N*m**2 | [1.35241230e+11 1.11307196e+11 8.73331436e+10 1.42746233e+10 1.55481316e+10 2.09833431e+10 2.63379122e+10 2.37172320e+10 2.51565865e+10 2.65606636e+10 2.74277393e+10 2.64027984e+10 1.82731036e+10 1.62567098e+10 1.39820415e+10 1.19248603e+10 1.03409495e+10 9.01356651e+09 5.87169456e+09 4.42853170e+09 3.64682137e+09 2.78932608e+09 1.98592567e+09 1.32499896e+09 7.42007276e+08 3.53838663e+08 2.05705261e+08 1.02521286e+08 2.72850263e+07 1.26392513e+06] | stiffness w.r.t principal axis 1
rotorse.rs.frame.EI22 | output | N*m**2 | [1.35362311e+11 1.16592405e+11 1.05334402e+11 5.70634447e+10 5.87117762e+10 6.22919505e+10 6.74876273e+10 7.14721745e+10 7.51324892e+10 8.06886033e+10 8.44603747e+10 8.20742544e+10 7.26923929e+10 5.93536291e+10 4.51508268e+10 3.35848841e+10 2.51608467e+10 1.79197020e+10 1.17241550e+10 7.41559233e+09 5.33437441e+09 4.09915495e+09 3.15652866e+09 2.43848414e+09 1.43710472e+09 8.78463156e+08 5.63088029e+08 3.79699246e+08 2.23223186e+08 2.12619908e+07] | stiffness w.r.t principal axis 2
rotorse.rs.frame.alpha | output | deg | [-89.53509368 49.25279964 47.45915802 8.02263887 9.6646111 12.09245256 12.73880915 9.39015187 8.6377548 7.8101097 7.07024999 6.35870338 4.27552368 4.1363075 4.17663901 4.33787749 4.6384055 5.39915782 3.43329686 2.84265884 2.49411036 1.677266 1.02506189 0.88990213 0.58929159 0.24131451 0.37956202 0.53081653 0.49313752 0.57099758] | Angle between blade c.s. and principal axes
rotorse.rs.frame.M1 | output | N*m | [-1.37247339e+08 -1.29131299e+08 -1.92526394e+07 -6.05582771e+07 -8.93042526e+07 -8.73898176e+07 -8.36098393e+07 -7.95024725e+07 -7.42819872e+07 -6.81728799e+07 -6.20946760e+07 -5.61627704e+07 -5.04770410e+07 -4.49161112e+07 -3.95549662e+07 -3.44862880e+07 -2.97339662e+07 -2.53172228e+07 -2.12469339e+07 -1.75061766e+07 -1.41189679e+07 -1.10853026e+07 -8.40822123e+06 -6.09964343e+06 -4.16206154e+06 -2.59470437e+06 -1.40019267e+06 -5.76745505e+05 -1.20242591e+05 9.98611995e+00] | distribution along blade span of bending moment w.r.t principal axis 1
rotorse.rs.frame.M2 | output | N*m | [-1.98171526e+07 -1.83165637e+07 1.20691928e+08 9.66884226e+07 5.72902059e+07 4.50498909e+07 3.52781816e+07 2.52103365e+07 1.74414267e+07 1.33035391e+07 9.95783932e+06 7.08221671e+06 3.93333475e+06 1.62530288e+06 6.95062012e+05 2.06847233e+05 1.29689480e+04 5.73610117e+04 -3.60756843e+05 -8.94094339e+05 -1.01022575e+06 -1.01671778e+06 -9.48700810e+05 -7.74604905e+05 -5.60388685e+05 -3.64447972e+05 -1.98212763e+05 -8.04445075e+04 -1.67870146e+04 1.62237540e-01] | distribution along blade span of bending moment w.r.t principal axis 2
rotorse.rs.frame.F2 | output | N | [ 1.75263846e+06 1.75282939e+06 3.63055075e+05 1.00859089e+06 1.50959685e+06 1.55860478e+06 1.57511200e+06 1.58182209e+06 1.56384987e+06 1.52231190e+06 1.47133560e+06 1.41203103e+06 1.35149002e+06 1.28834964e+06 1.21995446e+06 1.14806625e+06 1.07225295e+06 9.91775401e+05 9.09390422e+05 8.26716008e+05 7.42865110e+05 6.57381400e+05 5.71006348e+05 4.84300281e+05 3.97743859e+05 3.12090395e+05 2.27317143e+05 1.43547932e+05 6.10026960e+04 -1.30636036e+03] | distribution along blade span of force w.r.t principal axis 2
rotorse.rs.frame.F3 | output | N | [6.71803724e+05 7.55857980e+05 8.01665533e+05 8.19759936e+05 8.20314492e+05 8.11220084e+05 7.96118828e+05 7.76341624e+05 7.51744492e+05 7.21395664e+05 6.84513520e+05 6.41501366e+05 5.94179919e+05 5.44375062e+05 4.93378721e+05 4.42236414e+05 3.91333995e+05 3.41105666e+05 2.92549106e+05 2.46203657e+05 2.01731168e+05 1.59507964e+05 1.21029424e+05 8.75212267e+04 6.03831276e+04 4.00122784e+04 2.48587868e+04 1.33685077e+04 4.93360675e+03 3.27418093e-11] | axial resultant along blade span
rotorse.rs.strains.strainU_spar | output |  | [-4.01550094e-04 3.33139895e-04 -2.88874182e-03 -4.59484535e-03 -6.22980252e-03 -5.14668862e-03 -4.25313034e-03 -4.10569840e-03 -3.64708372e-03 -3.18166465e-03 -2.80608789e-03 -2.57864168e-03 -2.80435937e-03 -2.68941777e-03 -2.60270903e-03 -2.50762669e-03 -2.36766290e-03 -2.20410912e-03 -2.34129226e-03 -2.29171666e-03 -2.11705129e-03 -2.02968290e-03 -2.02850028e-03 -2.07946342e-03 -2.25087770e-03 -2.39689184e-03 -2.05977326e-03 -1.56295095e-03 -9.36303232e-04 7.82467586e-07] | strain in spar cap on upper surface at location xu,yu_strain with loads P_strain
rotorse.rs.strains.strainL_spar | output |  | [ 3.71332417e-04 -3.72639022e-04 2.85355639e-03 6.20972284e-03 6.39138162e-03 5.02187599e-03 4.05355152e-03 3.95832993e-03 3.44908199e-03 3.00313205e-03 2.64774338e-03 2.43803273e-03 2.70076757e-03 2.57415233e-03 2.48941922e-03 2.39834926e-03 2.26461353e-03 2.10762749e-03 2.28141442e-03 2.23253305e-03 2.06549883e-03 1.98469419e-03 1.98517391e-03 2.03393257e-03 2.19648936e-03 2.33652336e-03 2.00399339e-03 1.51307859e-03 8.98340602e-04 -7.79480181e-07] | strain in spar cap on lower surface at location xl,yl_strain with loads P_strain
rotorse.rs.strains.strainU_te | output |  | [ 2.51894395e-03 -2.47347927e-03 1.50360965e-03 -3.48749247e-03 -7.21415989e-04 -2.97759116e-05 2.11693714e-04 1.31662903e-04 2.65453536e-04 2.22783141e-04 1.84384610e-04 1.58717275e-04 1.22649443e-04 1.88103641e-04 2.27080196e-04 2.72515520e-04 3.20489948e-04 4.07202355e-04 4.33482409e-04 6.78158792e-04 7.47576154e-04 6.86112559e-04 6.31297004e-04 5.74740110e-04 -3.30842367e-04 -5.05480822e-05 -3.23058920e-05 1.85946294e-05 6.09752532e-05 -9.01031197e-08] | strain in trailing-edge panels on upper surface at location xu,yu_te with loads P_te
rotorse.rs.strains.strainL_te | output |  | [ 2.51894395e-03 -2.47347927e-03 1.50360965e-03 -3.05031407e-03 -2.29535687e-04 3.33231426e-04 4.87793531e-04 3.62543799e-04 4.68447150e-04 3.99052754e-04 3.39582785e-04 3.01951170e-04 2.78232844e-04 3.40616517e-04 3.79674125e-04 4.25535288e-04 4.72771977e-04 5.56098780e-04 6.08347613e-04 8.66306665e-04 9.30470618e-04 8.72149232e-04 8.27658379e-04 7.87209229e-04 -3.30842367e-04 -5.05480822e-05 -3.23058920e-05 1.85946294e-05 6.09752532e-05 -9.01031197e-08] | strain in trailing-edge panels on lower surface at location xl,yl_te with loads P_te
rotorse.rs.strains.axial_root_sparU_load2stress | output | m**2 | [ 0.00000000e+00 0.00000000e+00 -6.33468866e-01 -4.45552326e-05 5.27717391e-01 0.00000000e+00] | Linear conversion factors between loads [Fx-z; Mx-z] and axial stress in the upper spar cap at blade root
rotorse.rs.strains.axial_root_sparL_load2stress | output | m**2 | [ 0.00000000e+00 0.00000000e+00 -6.33468866e-01 -4.00247906e-05 -5.27672668e-01 0.00000000e+00] | Linear conversion factors between loads [Fx-z; Mx-z] and axial stress in the lower spar cap at blade root
rotorse.rs.strains.axial_maxc_teU_load2stress | output | m**2 | [ 0. 0. -0.91979565 -1.25573815 -0.22346061 0. ] | Linear conversion factors between loads [Fx-z; Mx-z] and axial stress in the upper trailing edge at blade max chord
rotorse.rs.strains.axial_maxc_teL_load2stress | output | m**2 | [ 0. 0. -0.91979565 -1.26455113 -0.28395328 0. ] | Linear conversion factors between loads [Fx-z; Mx-z] and axial stress in the lower trailing edge at blade max chord
rotorse.rs.tip_pos.tip_deflection | output | m | [26.20657716] | deflection at tip in yaw x-direction
rotorse.rs.tot_loads_gust.Px_af | output | N/m | [ 2100.29605195 1463.80986011 1456.82422641 4157.25867419 5384.94105713 6792.13038712 8306.14091671 9267.49883323 10461.36776721 11633.019983 13020.84225874 14325.29501907 13310.21279632 14165.78595799 14895.78207447 15599.59270389 16594.8501806 17651.36979613 17249.49508087 17434.75062011 17892.23106382 18142.62677527 18370.45242262 18652.17621377 18653.73520942 18465.61616818 18341.6726623 18000.92189361 17762.09136979 9356.26626496] | total distributed loads in airfoil x-direction
rotorse.rs.tot_loads_gust.Py_af | output | N/m | [ 291.74682101 1777.47033562 1860.89571163 414.30501783 -37.73608921 -440.72384808 -801.0759551 -1287.40474396 -1542.21386609 -1768.42219584 -2068.85510132 -2368.48572568 -1816.23455887 -2006.78192594 -2199.50363428 -2399.09554501 -2666.09267649 -2931.85920248 -2699.84808189 -2717.5930698 -2819.13841511 -2885.63806037 -2952.90618277 -3025.654807 -3011.91934313 -3068.8604781 -2989.37639052 -2878.0304563 -2816.97279231 -1524.91750426] | total distributed loads in airfoil y-direction
rotorse.rs.tot_loads_gust.Pz_af | output | N/m | [-22879.26441928 -13382.16431204 -6379.44886916 -1426.56806598 1187.32992687 2736.04399111 3778.71528636 4753.2713527 5858.05240484 7234.58626972 8676.55855363 9879.10112801 10535.61276725 10950.4527478 11049.62321739 11013.42555668 10946.13869854 10722.61331959 10224.93383863 9768.72544356 9416.92995698 8798.37436501 7801.46417051 6654.13936402 5053.37372569 3734.7140318 2802.57766836 2154.38775304 1484.47145508 643.91148034] | total distributed loads in airfoil z-direction
rotorse.stall_check.no_stall_constraint | output |  | [0. 0. 0. 0. 0. 0. 0. 0.63863024 0.61732848 0.59817508 0.58570338 0.59450168 0.6881877 0.71123987 0.73388764 0.74568748 0.74823871 0.74887274 0.88798147 0.95797794 0.99363836 1.02312813 1.0519346 1.07151172 1.09040965 1.08894899 1.07587106 1.06134146 0.91800776 0.93486465] | Constraint, ratio between angle of attack plus a margin and stall angle
rotorse.stall_check.stall_angle_along_span | output | deg | [1.00000000e-06 1.00000000e-06 6.22093575e+01 2.36413420e+01 2.20868551e+01 2.18076926e+01 1.98929486e+01 1.36670406e+01 1.35332953e+01 1.34313476e+01 1.33507507e+01 1.32120187e+01 1.15092408e+01 1.14426903e+01 1.13985559e+01 1.13761384e+01 1.13761384e+01 1.13761384e+01 9.43501656e+00 8.98553320e+00 8.98553320e+00 8.98553320e+00 8.98553320e+00 8.98553320e+00 8.81664739e+00 8.74608799e+00 8.74608799e+00 8.74608799e+00 9.77498883e+00 1.05201763e+01] | Stall angle along blade span
rotorse.total_bc.total_blade_cost | output | USD | [1019039.40094009] | Total blade cost (variable and fixed). For segmented blades, this is the total of inner+outer+joint
rotorse.wt_class.V_mean | output | m/s | [10.]
rotorse.wt_class.V_extreme1 | output | m/s | [40.]
rotorse.wt_class.V_extreme50 | output | m/s | [70.]
tcons.constr_tower_f_NPmargin | output |  | [0.01847219] | constraint on tower frequency such that ratio of 3P/f is above or below gamma with constraint <= 0
tcons.constr_tower_f_1Pmargin | output |  | [-0.17282746] | constraint on tower frequency such that ratio of 1P/f is above or below gamma with constraint <= 0
tcons.tip_deflection_ratio | output |  | [1.20823321]
tcons.blade_tip_tower_clearance | output | m | [30.74557366]
towerse.env.Px | output | N/m | [1154.23090128 1330.36755932 1457.86896875 1560.38926079 1681.0788755 1782.27606325 1870.28924025 1824.21176272 1772.93820355 1717.53132929 1510.40540236 1309.54623576 1110.8400215 ]
towerse.env.Py | output | N/m | [0. 0. 0. 0. 0. 0. 0. 0. 0. 0. 0. 0. 0.]
towerse.env.Pz | output | N/m | [0. 0. 0. 0. 0. 0. 0. 0. 0. 0. 0. 0. 0.]
towerse.env.qdyn | output | N/m**2 | [149.22138516 170.99882329 186.42360704 198.62105122 212.75054448 224.41147359 234.41883415 239.82875707 244.87771568 249.61701766 254.52095067 259.14271802 263.51728927]
towerse.env.wind.U | output | m/s | [15.60854738 16.70873282 17.44606181 18.00775575 18.63726986 19.14121415 19.56334908 19.78780317 19.99500818 20.18757014 20.38490641 20.56915535 20.74204206]
towerse.env.windLoads.windLoads_Px | output | N/m | [1154.23090128 1330.36755932 1457.86896875 1560.38926079 1681.0788755 1782.27606325 1870.28924025 1824.21176272 1772.93820355 1717.53132929 1510.40540236 1309.54623576 1110.8400215 ]
towerse.env.windLoads.windLoads_Py | output | N/m | [0. 0. 0. 0. 0. 0. 0. 0. 0. 0. 0. 0. 0.]
towerse.env.windLoads.windLoads_Pz | output | N/m | [0. 0. 0. 0. 0. 0. 0. 0. 0. 0. 0. 0. 0.]
towerse.env.windLoads.windLoads_qdyn | output | N/m**2 | [149.22138516 170.99882329 186.42360704 198.62105122 212.75054448 224.41147359 234.41883415 239.82875707 244.87771568 249.61701766 254.52095067 259.14271802 263.51728927]
towerse.env.windLoads.windLoads_z | output | m | [ 15. 26.46060811 37.92121622 49.38182432 65.75412162 82.12641892 98.49871622 108.32209459 118.14547297 127.96885135 138.77456757 149.58028378 160.386 ]
towerse.env.windLoads.windLoads_beta | output | deg | [0.]
towerse.g2e.Px | output | N/m | [0. 0. 0. 0. 0. 0. 0. 0. 0. 0. 0. 0. 0.]
towerse.g2e.Py | output | N/m | [0. 0. 0. 0. 0. 0. 0. 0. 0. 0. 0. 0. 0.]
towerse.g2e.Pz | output | N/m | [-1154.23090128 -1330.36755932 -1457.86896875 -1560.38926079 -1681.0788755 -1782.27606325 -1870.28924025 -1824.21176272 -1772.93820355 -1717.53132929 -1510.40540236 -1309.54623576 -1110.8400215 ]
towerse.g2e.qdyn | output | Pa | [149.22138516 170.99882329 186.42360704 198.62105122 212.75054448 224.41147359 234.41883415 239.82875707 244.87771568 249.61701766 254.52095067 259.14271802 263.51728927]
towerse.constr_d_to_t | output |  | [165.35907443 235.30993702 382.37456121 456.45737311]
towerse.constr_taper | output |  | [1. 1. 0.87793157 0.62129506]
towerse.slope | output |  | [1. 1. 0.87793157 0.62129506]
towerse.thickness_slope | output |  | [0.70272882 0.57783127 0.6349386 ]
towerse.member.nu_full | output |  | [0.26103405 0.26103405 0.26103405 0.26103405 0.26103405 0.26103405 0.26103405 0.26103405 0.26103405 0.26103405 0.26103405 0.26103405]
towerse.member.nodes_r | output | m | [5.5 5.5 5.5 5.5 5.5 5.5 5.5 5.27620787 5.05241574 4.82862362 4.21908241 3.60954121 3. ]
towerse.member.center_of_buoyancy | output | m | [0. 0. 0.]
towerse.member.displacement | output | m**3 | [0.]
towerse.member.buoyancy_force | output | N | [0.]
towerse.member.idx_cb | output |  | [0.]
towerse.member.Awater | output | m**2 | [0.]
towerse.member.Iwaterx | output | m**4 | [0.]
towerse.member.Iwatery | output | m**4 | [0.]
towerse.member.added_mass | output | kg | [0. 0. 0. 0. 0. 0.]
towerse.member.waterline_centroid | output | m | [0. 0.]
towerse.member.z_dim | output | m | [ 15. 26.46060811 37.92121622 49.38182432 65.75412162 82.12641892 98.49871622 108.32209459 118.14547297 127.96885135 138.77456757 149.58028378 160.386 ]
towerse.member.d_eff | output | m | [11. 11. 11. 11. 11. 11. 11. 10.55241574 10.10483149 9.65724723 8.43816482 7.21908241 6. ]
towerse.tower_section_height | output | m | [34.38182432 49.11689189 29.47013514 32.41714865]
towerse.member.sigma_ult | output | Pa | [4.5e+08 4.5e+08 4.5e+08 4.5e+08]
towerse.member.wohler_exp | output |  | [3. 3. 3. 3.]
towerse.member.wohler_A | output |  | [3.55346484e+10 3.55346484e+10 3.55346484e+10 3.55346484e+10]
towerse.member.ballast_density | output | kg/m**3 | []
towerse.member.ballast_unit_cost | output | USD/kg | []
towerse.z_param | output | m | [ 15. 49.38182432 98.49871622 127.96885135 160.386 ]
towerse.member.sec_loc | output |  | [0. 0.37280702 0.72368421 1. ] | normalized sectional location
towerse.member.str_tw | output | deg | [0. 0. 0. 0.] | structural twist of section
towerse.member.tw_iner | output | deg | [0. 0. 0. 0.] | inertial twist of section
towerse.member.mass_den | output | kg/m | [19070.02422915 13425.29370361 7296.03475484 3512.74289533] | sectional mass per unit length
towerse.member.foreaft_iner | output | kg*m | [284966.63422653 201339.02844824 96785.49042728 26793.18351065] | sectional fore-aft intertia per unit length about the Y_G inertia axis
towerse.member.sideside_iner | output | kg*m | [284966.63422653 201339.02844824 96785.49042728 26793.18351065] | sectional side-side intertia per unit length about the Y_G inertia axis
towerse.member.foreaft_stff | output | N*m**2 | [6.82881942e+12 4.82480298e+12 2.31932639e+12 6.42060472e+11] | sectional fore-aft bending stiffness per unit length about the Y_E elastic axis
towerse.member.sideside_stff | output | N*m**2 | [6.82881942e+12 4.82480298e+12 2.31932639e+12 6.42060472e+11] | sectional side-side bending stiffness per unit length about the Y_E elastic axis
towerse.member.tor_stff | output | N*m**2 | [5.41525380e+12 3.82606876e+12 1.83922583e+12 5.09153955e+11] | sectional torsional stiffness
towerse.member.axial_stff | output | N | [4.56985963e+11 3.21718037e+11 1.74839079e+11 8.41778791e+10] | sectional axial stiffness
towerse.member.cg_offst | output | m | [0. 0. 0. 0.] | offset from the sectional center of mass
towerse.member.sc_offst | output | m | [0. 0. 0. 0.] | offset from the sectional shear center
towerse.member.tc_offst | output | m | [0. 0. 0. 0.] | offset from the sectional tension center
towerse.member.axial_load2stress | output | m**2 | [[0. 0. 0.4376502 0.16108202 0.16108202 0. ] [0. 0. 0.62166238 0.22798858 0.22798858 0. ] [0. 0. 1.14390902 0.44532859 0.44532859 0. ] [0. 0. 2.37592111 1.21929693 1.21929693 0. ]]
towerse.member.shear_load2stress | output | m**2 | [[0.71882142 0.71882142 0. 0. 0. 0.08054101] [1.02189346 1.02189346 0. 0. 0. 0.11399429] [1.88175203 1.88175203 0. 0. 0. 0.2226643 ] [3.90917605 3.90917605 0. 0. 0. 0.60964846]]
towerse.member.labor_hours | output | h | [703.11849507]
towerse.tower_cost | output | USD | [4264060.72553156]
towerse.member.section_D | output | m | [11. 11. 11. 11. 11. 11. 10.77620787 10.32862362 9.88103936 9.04770603 7.82862362 6.60954121]
towerse.member.section_t | output | m | [0.07117843 0.07117843 0.07117843 0.05001914 0.05001914 0.05001914 0.02890262 0.02890262 0.02890262 0.01835139 0.01835139 0.01835139]
towerse.member.section_sigma_y | output | Pa | [3.45e+08 3.45e+08 3.45e+08 3.45e+08 3.45e+08 3.45e+08 3.45e+08 3.45e+08 3.45e+08 3.45e+08 3.45e+08 3.45e+08]
towerse.post.axial_stress | output | Pa | [[ 86659475.6514285 ] [ 79387820.44654453] [ 72092117.87322195] [ 86674382.7715935 ] [ 71303035.71194321] [ 55919176.29583116] [ 83353015.99018502] [ 72474807.57570964] [ 59111968.78905986] [ 69071586.11652619] [ 37086778.06054675] [-12027743.97523628]]
towerse.post.shear_stress | output | Pa | [[ 4422475.12954144] [ 4423235.74086231] [ 4423931.22297493] [ 6284039.18797691] [ 6285603.44698939] [ 6286892.85171814] [11131073.41616265] [11735684.69490223] [12406598.34618061] [21816833.78323292] [26292863.01367459] [32894599.95348215]]
towerse.post.hoop_stress | output | Pa | [[-13157.77426862] [-14686.40495721] [-15821.39591123] [-24097.11316967] [-25607.85122981] [-26877.1251269 ] [-47181.05711956] [-46213.67959041] [-45098.48905908] [-66361.879853 ] [-58487.9763012 ] [-50224.66034066]]
towerse.post.hoop_stress_euro | output | Pa | [[0.] [0.] [0.] [0.] [0.] [0.] [0.] [0.] [0.] [0.] [0.] [0.]]
towerse.post.constr_stress | output |  | [[0.4425851 ] [0.40575573] [0.36883514] [0.4444325 ] [0.36698349] [0.28986874] [0.43532468] [0.38301533] [0.32006069] [0.400657 ] [0.29885796] [0.29619147]]
towerse.post.constr_shell_buckling | output |  | [[0.07062797] [0.06707427] [0.06357631] [0.12146808] [0.11533445] [0.10936823] [0.28322713] [0.28159781] [0.28087593] [0.7916588 ] [0.82897198] [0.88940309]]
towerse.post.constr_global_buckling | output |  | [[1.00506035] [0.91547691] [0.82609323] [1.00301193] [0.82792242] [0.65396292] [1.01220072] [0.91540036] [0.79200286] [1.0870464 ] [0.86305095] [0.41576702]]
towerse.height_constraint | output | m | [5.614]
towerse.transition_piece_height | output | m | [15.]
towerse.z_start | output | m | [15.]
towerse.tower.section_L | output | m | [11.46060811 11.46060811 11.46060811 16.3722973 16.3722973 16.3722973 9.82337838 9.82337838 9.82337838 10.80571622 10.80571622 10.80571622]
towerse.tower.f1 | output | Hz | [0.31250636]
towerse.tower.f2 | output | Hz | [0.31846018]
towerse.tower.structural_frequencies | output | Hz | [0.31250636 0.31846018 0.80785971 0.95658769 1.14684895 2.82022951]
towerse.tower.fore_aft_modes | output |  | [[ 1.02884436e+00 2.84842760e-01 -1.16270672e+00 1.16863169e+00 -3.19612095e-01] [ 1.80998996e+01 2.38082833e+01 -1.30127312e+02 1.77501904e+02 -8.82827752e+01] [-5.32074686e+01 1.54447921e+02 -2.75178879e+02 3.07255099e+02 -1.32316672e+02]]
towerse.tower.side_side_modes | output |  | [[ 1.01479793e+00 2.21099167e-01 -9.19411310e-01 8.48575143e-01 -1.65060935e-01] [ 7.81265504e+00 1.50367337e+01 -6.90661785e+01 9.24742655e+01 -4.52574757e+01] [-5.16167147e+01 1.47043148e+02 -2.59533419e+02 2.88936701e+02 -1.23829716e+02]]
towerse.tower.torsion_modes | output |  | [[ 4.68447606 -15.36330697 23.44061494 -16.21418093 4.4523969 ] [ 0. 0. 0. 0. 0. ] [ 0. 0. 0. 0. 0. ]]
towerse.tower.fore_aft_freqs | output | Hz | [0.31846018 1.14684895 2.87279367]
towerse.tower.side_side_freqs | output | Hz | [0.31250636 0.95658769 2.82022951]
towerse.tower.torsion_freqs | output | Hz | [5.39621927 0. 0. ]
towerse.tower.tower_deflection | output | m | [[0. ] [0.00651188] [0.0244247 ] [0.05276425] [0.11350451] [0.19749633] [0.30068372] [0.37272613] [0.45372235] [0.5429634 ] [0.65346762] [0.77768418] [0.91214528]]
towerse.tower.top_deflection | output | m | [0.91214528]
towerse.tower.tower_Fz | output | N | [[-21531621.54770504] [-19372590.43300442] [-17212254.40485103] [-15030524.86585842] [-12846997.09318283] [-10661935.90469546] [ -9910597.88443989] [ -9190270.07077373] [ -8500997.78009001] [ -8053415.67244817] [ -7666106.47851507] [ -7339025.18873822]]
towerse.tower.tower_Vx | output | N | [[4693443.53556453] [4694517.89597218] [4695501.663789 ] [4696878.493575 ] [4698432.43783307] [4699717.43587556] [4695586.55394666] [4695801.26568999] [4695962.61878001] [4695122.11863975] [4695060.04972148] [4694869.45655025]]
towerse.tower.tower_Vy | output | N | [[13248.25891772] [13253.96564254] [13259.41813445] [13267.44568679] [13277.28978462] [13286.36841661] [13262.40786998] [13264.72060837] [13266.97689622] [13262.63805701] [13264.88531504] [13267.57070564]]
towerse.tower.tower_Mxx | output | N*m | [[-3368447.57758342] [-3214644.06613469] [-3059922.0332781 ] [-2837328.68984608] [-2613239.50427331] [-2388457.90851418] [-2253538.22748978] [-2118149.20343023] [-1982332.52034015] [-1832058.30563414] [-1680098.46814444] [-1525659.24738564]]
towerse.tower.tower_Myy | output | N*m | [[ 6.34133585e+08] [ 5.79965120e+08] [ 5.25633339e+08] [ 4.47756857e+08] [ 3.69661654e+08] [ 2.91503246e+08] [ 2.44634433e+08] [ 1.97732250e+08] [ 1.50812635e+08] [ 9.91639035e+07] [ 4.74541212e+07] [-4.28613288e+06]]
towerse.tower.tower_Mzz | output | N*m | [[13932330.35327783] [13932175.30946919] [13932020.14531816] [13932384.99625114] [13932162.26978915] [13931939.36688049] [13932547.28500208] [13932489.54071721] [13932432.64113602] [13933496.99437049] [13933770.16795594] [13934172.26380511]]
towerse.tower.turbine_F | output | N | [[ 4.69283049e+06] [ 1.32451928e+04] [-2.36889301e+07]]
towerse.tower.turbine_M | output | N*m | [[-3.52101161e+06] [ 6.88069467e+08] [ 1.39306280e+07]]
towerse.turbine_mass | output | kg | [2692120.86774738]
towerse.turbine_center_of_mass | output | m | [-2.71888055e+00 -5.04007794e-02 9.60990781e+01]
towerse.turbine_I_base | output | kg*m**2 | [3.42586094e+10 3.40291272e+10 4.38846144e+08 8.72005017e+02 7.89530073e+06 2.84007068e+05]
af_3d.cl_corrected | output |  | [[[[-3.25260652e-19]] [[ 3.46944695e-18]] [[-1.38777878e-17]] ... [[ 3.38271078e-17]] [[-1.73472348e-18]] [[-3.57786717e-18]]] [[[-3.25260652e-19]] [[ 3.46944695e-18]] [[-1.38777878e-17]] ... [[ 3.38271078e-17]] [[-1.73472348e-18]] [[-3.57786717e-18]]] [[[ 2.73078505e-06]] [[ 2.98091593e-03]] [[ 6.06291339e-03]] ... [[-6.92034637e-03]] [[-3.91267001e-03]] [[ 2.73078505e-06]]] ... [[[ 9.21676640e-03]] [[ 2.51471281e-01]] [[ 4.27156974e-01]] ... [[-3.71288339e-01]] [[-2.06675555e-01]] [[ 9.21676640e-03]]] [[[ 3.09216345e-03]] [[ 2.32480415e-01]] [[ 4.50210209e-01]] ... [[-4.32384247e-01]] [[-2.18147196e-01]] [[ 3.09218622e-03]]] [[[-1.53642952e-08]] [[ 2.24280087e-01]] [[ 4.60935912e-01]] ... [[-4.60935912e-01]] [[-2.24280087e-01]] [[ 1.53642952e-08]]]] | Lift coefficient corrected with CCBlade.Polar.
af_3d.cd_corrected | output |  | [[[[0.5 ]] [[0.5 ]] [[0.5 ]] ... [[0.5 ]] [[0.5 ]] [[0.5 ]]] [[[0.5 ]] [[0.5 ]] [[0.5 ]] ... [[0.5 ]] [[0.5 ]] [[0.5 ]]] [[[0.49137702]] [[0.49043419]] [[0.48892981]] ... [[0.48965496]] [[0.49070562]] [[0.49137702]]] ... [[[0.0181314 ]] [[0.02483905]] [[0.04066577]] ... [[0.040122 ]] [[0.02443972]] [[0.0181314 ]]] [[[0.01948591]] [[0.02537717]] [[0.04093476]] ... [[0.04032334]] [[0.02497146]] [[0.01948591]]] [[[0.0198 ]] [[0.02572598]] [[0.04114402]] ... [[0.04047996]] [[0.02538511]] [[0.0198 ]]]] | Drag coefficient corrected with CCBlade.Polar.
af_3d.cm_corrected | output |  | [[[[-4.06575815e-20]] [[-3.90312782e-18]] [[ 8.67361738e-19]] ... [[-1.73472348e-18]] [[ 3.03576608e-18]] [[-3.38813179e-21]]] [[[-4.06575815e-20]] [[-3.90312782e-18]] [[ 8.67361738e-19]] ... [[-1.73472348e-18]] [[ 3.03576608e-18]] [[-3.38813179e-21]]] [[[ 4.36640486e-06]] [[ 1.62642880e-03]] [[ 3.08066092e-03]] ... [[-3.62633011e-03]] [[-1.91565467e-03]] [[ 4.36640486e-06]]] ... [[[ 2.63288849e-05]] [[ 1.38197125e-01]] [[ 2.18248197e-01]] ... [[-2.19142237e-01]] [[-1.37131107e-01]] [[ 2.63288849e-05]]] [[[ 8.41607132e-06]] [[ 1.20935538e-01]] [[ 2.27726470e-01]] ... [[-2.27946656e-01]] [[-1.20522643e-01]] [[ 8.42749206e-06]]] [[[-7.71299959e-09]] [[ 1.12680187e-01]] [[ 2.31783829e-01]] ... [[-2.31710912e-01]] [[-1.12584318e-01]] [[ 7.70271561e-09]]]] | Moment coefficient corrected with CCblade.Polar.
airfoils.ac | output |  | [0.275 0.5 0.275 0.275 0.275 0.275 0.275] | 1D array of the aerodynamic centers of each airfoil.
airfoils.r_thick | output |  | [0.4 1. 0.3 0.21 0.25 0.35 0.17] | 1D array of the relative thicknesses of each airfoil.
airfoils.aoa | output | rad | [-3.14159265 -3.08923278 -3.0368729 -2.98451302 -2.93215314 -2.87979327 -2.82743339 -2.77507351 -2.72271363 -2.67035376 -2.61799388 -2.565634 -2.51327412 -2.46091425 -2.40855437 -2.35619449 -2.30383461 -2.25147474 -2.19911486 -2.14675498 -2.0943951 -2.04203522 -1.98967535 -1.93731547 -1.88495559 -1.83259571 -1.78023584 -1.72787596 -1.67551608 -1.6231562 -1.57079633 -1.51843645 -1.46607657 -1.41371669 -1.36135682 -1.30899694 -1.25663706 -1.20427718 -1.15191731 -1.09955743 -1.04719755 -0.99483767 -0.9424778 -0.89011792 -0.83775804 -0.78539816 -0.73303829 -0.68067841 -0.62831853 -0.57595865 -0.52359878 -0.51302102 -0.50244327 -0.49186552 -0.48128776 -0.47071001 -0.46013226 -0.4495545 -0.43897675 -0.428399 -0.41782125 -0.40724349 -0.39666574 -0.38608799 -0.37551023 -0.36493248 -0.35435473 -0.34377697 -0.33319922 -0.32262147 -0.31204371 -0.30146596 -0.29088821 -0.28031046 -0.2697327 -0.25915495 -0.2485772 -0.23799944 -0.22742169 -0.21684394 -0.20626618 -0.19568843 -0.18511068 -0.17453293 -0.16395517 -0.15337742 -0.14279967 -0.13222191 -0.12164416 -0.11106641 -0.10048865 -0.0899109 -0.07933315 -0.06875539 -0.05817764 -0.04759989 -0.03702214 -0.02644438 -0.01586663 -0.00528888 0.00528888 0.01586663 0.02644438 0.03702214 0.04759989 0.05817764 0.06875539 0.07933315 0.0899109 0.10048865 0.11106641 0.12164416 0.13222191 0.14279967 0.15337742 0.16395517 0.17453293 0.18511068 0.19568843 0.20626618 0.21684394 0.22742169 0.23799944 0.2485772 0.25915495 0.2697327 0.28031046 0.29088821 0.30146596 0.31204371 0.32262147 0.33319922 0.34377697 0.35435473 0.36493248 0.37551023 0.38608799 0.39666574 0.40724349 0.41782125 0.428399 0.43897675 0.4495545 0.46013226 0.47071001 0.48128776 0.49186552 0.50244327 0.51302102 0.52359878 0.57595865 0.62831853 0.68067841 0.73303829 0.78539816 0.83775804 0.89011792 0.9424778 0.99483767 1.04719755 1.09955743 1.15191731 1.20427718 1.25663706 1.30899694 1.36135682 1.41371669 1.46607657 1.51843645 1.57079633 1.6231562 1.67551608 1.72787596 1.78023584 1.83259571 1.88495559 1.93731547 1.98967535 2.04203522 2.0943951 2.14675498 2.19911486 2.25147474 2.30383461 2.35619449 2.40855437 2.46091425 2.51327412 2.565634 2.61799388 2.67035376 2.72271363 2.77507351 2.82743339 2.87979327 2.93215314 2.98451302 3.0368729 3.08923278 3.14159265] | 1D array of the angles of attack used to define the polars of the airfoils. All airfoils defined in openmdao share this grid.
airfoils.Re | output |  | [1000000.] | 1D array of the Reynolds numbers used to define the polars of the airfoils. All airfoils defined in openmdao share this grid.
airfoils.cl | output |  | [[[[ 1.27742998e-02]] [[ 1.42693272e-01]] [[ 2.58637012e-01]] ... [[-2.66800672e-01]] [[-1.38782724e-01]] [[ 1.27742998e-02]]] [[[ 0.00000000e+00]] [[ 0.00000000e+00]] [[ 0.00000000e+00]] ... [[ 0.00000000e+00]] [[ 0.00000000e+00]] [[ 0.00000000e+00]]] [[[ 4.96420961e-02]] [[ 1.87282479e-01]] [[ 3.10020952e-01]] ... [[-3.20759911e-01]] [[-1.62662921e-01]] [[ 4.96420961e-02]]] ... [[[-2.61646824e-03]] [[ 2.32069003e-01]] [[ 4.60318188e-01]] ... [[-4.60746100e-01]] [[-2.33089501e-01]] [[-2.61646824e-03]]] [[[ 1.80442976e-02]] [[ 1.49402929e-01]] [[ 2.66763118e-01]] ... [[-2.71122153e-01]] [[-1.39129728e-01]] [[ 1.80442976e-02]]] [[[-1.53642952e-08]] [[ 2.24280087e-01]] [[ 4.60935912e-01]] ... [[-4.60935912e-01]] [[-2.24280087e-01]] [[ 1.53642952e-08]]]] | 4D array with the lift coefficients of the airfoils. Dimension 0 is along the different airfoils defined in the yaml, dimension 1 is along the angles of attack, dimension 2 is along the Reynolds number, dimension 3 is along the number of tabs, which may describe multiple sets at the same station, for example in presence of a flap.
airfoils.cd | output |  | [[[[0.06162547]] [[0.06296798]] [[0.06920074]] ... [[0.07156878]] [[0.06373137]] [[0.06162547]]] [[[0.5 ]] [[0.5 ]] [[0.5 ]] ... [[0.5 ]] [[0.5 ]] [[0.5 ]]] [[[0.02308492]] [[0.03208652]] [[0.05037982]] ... [[0.05179242]] [[0.0324726 ]] [[0.02308492]]] ... [[[0.01677446]] [[0.02683965]] [[0.04620442]] ... [[0.04768644]] [[0.02744935]] [[0.01677446]]] [[[0.03773591]] [[0.04508672]] [[0.06158979]] ... [[0.05995048]] [[0.04432275]] [[0.03773591]]] [[[0.0198 ]] [[0.02572598]] [[0.04114402]] ... [[0.04047996]] [[0.02538511]] [[0.0198 ]]]] | 4D array with the drag coefficients of the airfoils. Dimension 0 is along the different airfoils defined in the yaml, dimension 1 is along the angles of attack, dimension 2 is along the Reynolds number, dimension 3 is along the number of tabs, which may describe multiple sets at the same station, for example in presence of a flap.
airfoils.cm | output |  | [[[[ 3.70854259e-04]] [[ 5.78906867e-02]] [[ 1.09442053e-01]] ... [[-1.20140868e-01]] [[-6.33445740e-02]] [[ 3.70854259e-04]]] [[[ 0.00000000e+00]] [[ 0.00000000e+00]] [[ 0.00000000e+00]] ... [[ 0.00000000e+00]] [[ 0.00000000e+00]] [[ 0.00000000e+00]]] [[[-1.86042725e-07]] [[ 8.25025552e-02]] [[ 1.70228612e-01]] ... [[-1.69531819e-01]] [[-8.25480839e-02]] [[-1.86042725e-07]]] ... [[[-5.55629713e-07]] [[ 1.10572981e-01]] [[ 2.27490820e-01]] ... [[-2.27669873e-01]] [[-1.10610368e-01]] [[-5.55629713e-07]]] [[[ 4.09061074e-04]] [[ 5.80698162e-02]] [[ 1.09744885e-01]] ... [[-1.18962339e-01]] [[-6.27004305e-02]] [[ 4.09061074e-04]]] [[[-7.71299959e-09]] [[ 1.12680187e-01]] [[ 2.31783829e-01]] ... [[-2.31710912e-01]] [[-1.12584318e-01]] [[ 7.70271560e-09]]]] | 4D array with the moment coefficients of the airfoils. Dimension 0 is along the different airfoils defined in the yaml, dimension 1 is along the angles of attack, dimension 2 is along the Reynolds number, dimension 3 is along the number of tabs, which may describe multiple sets at the same station, for example in presence of a flap.
airfoils.coord_xy | output |  | [[[ 1.00000000e+00 -3.47000010e-03] [ 9.82059782e-01 4.47998271e-04] [ 9.63825795e-01 2.56230054e-03] ... [ 9.66589031e-01 1.42523879e-02] [ 9.83283080e-01 8.83657527e-03] [ 1.00000000e+00 3.47000010e-03]] [[ 1.00000000e+00 0.00000000e+00] [ 9.99310113e-01 -2.24586628e-02] [ 9.97715675e-01 -4.48159779e-02] ... [ 9.97767307e-01 4.41944433e-02] [ 9.99327246e-01 2.21465777e-02] [ 1.00000000e+00 -5.92245437e-18]] [[ 1.00000000e+00 -2.46000000e-03] [ 9.79182514e-01 2.21522127e-03] [ 9.58045687e-01 5.01713457e-03] ... [ 9.60781257e-01 1.32444951e-02] [ 9.80406715e-01 7.93618866e-03] [ 1.00000000e+00 2.46000000e-03]] ... [[ 1.00000000e+00 -2.13100000e-03] [ 9.77589551e-01 1.91382544e-03] [ 9.55115490e-01 5.46087449e-03] ... [ 9.57108237e-01 1.39643103e-02] [ 9.78595852e-01 8.23338042e-03] [ 1.00000000e+00 2.13100000e-03]] [[ 1.00000000e+00 -2.83000000e-03] [ 9.81183777e-01 1.62237678e-03] [ 9.62006541e-01 4.01671112e-03] ... [ 9.64854654e-01 1.29112589e-02] [ 9.82422420e-01 7.86900286e-03] [ 1.00000000e+00 2.83000000e-03]] [[ 1.00000000e+00 -1.56966672e-03] [ 9.76316764e-01 1.02847187e-03] [ 9.52601299e-01 3.04112178e-03] ... [ 9.53511819e-01 1.21364556e-02] [ 9.76793838e-01 7.07018392e-03] [ 1.00000000e+00 1.56966672e-03]]] | 3D array of the x and y airfoil coordinates of the n_af airfoils.
airfoils.name | output | Unavailable | ['DU40_A17', 'Cylinder', 'DU30_A17', 'DU21_A17', 'DU25_A17', 'DU35_A17', 'DU17_A17'] | 1D array of names of airfoils.
blade.compute_coord_xy_dim.coord_xy_dim | output | m | [[[ 2.50000000e+00 2.16840434e-18] [ 2.49655057e+00 -1.12293314e-01] [ 2.48857837e+00 -2.24079889e-01] ... [ 2.48883653e+00 2.20972216e-01] [ 2.49663623e+00 1.10732888e-01] [ 2.50000000e+00 -3.46944695e-17]] [[ 2.50000000e+00 2.16840434e-18] [ 2.49655057e+00 -1.12293314e-01] [ 2.48857837e+00 -2.24079889e-01] ... [ 2.48883653e+00 2.20972216e-01] [ 2.49663623e+00 1.10732888e-01] [ 2.50000000e+00 -3.46944695e-17]] [[ 2.51815898e+00 -7.80929181e-04] [ 2.51295796e+00 -1.10050251e-01] [ 2.50337400e+00 -2.18625575e-01] ... [ 2.50395045e+00 2.17891076e-01] [ 2.51320350e+00 1.09665656e-01] [ 2.51815898e+00 7.55395796e-04]] ... [[ 1.92781412e+00 -4.94120685e-03] [ 1.86621359e+00 3.60897196e-03] [ 1.80445197e+00 1.01658054e-02] ... [ 1.80733875e+00 3.89066102e-02] [ 1.86773962e+00 2.23639687e-02] [ 1.92781412e+00 5.37060646e-03]] [[ 1.74266346e+00 -3.94997610e-03] [ 1.68591352e+00 2.58477737e-03] [ 1.62907017e+00 7.54999065e-03] ... [ 1.63121526e+00 3.05938613e-02] [ 1.68704695e+00 1.74740008e-02] [ 1.74266346e+00 3.97065222e-03]] [[ 8.62750000e-01 -1.90320553e-03] [ 8.34566949e-01 1.26405505e-03] [ 8.06345545e-01 3.66945232e-03] ... [ 8.07429065e-01 1.42796353e-02] [ 8.35134668e-01 8.14627269e-03] [ 8.62750000e-01 1.83260127e-03]]] | 3D array of the dimensional x and y airfoil coordinates of the airfoils interpolated along span for n_span stations. The origin is placed at the pitch axis.
blade.compute_coord_xy_dim.coord_xy_dim_twisted | output | m | [[[ 2.50000000e+00 2.16840434e-18] [ 2.49655057e+00 -1.12293314e-01] [ 2.48857837e+00 -2.24079889e-01] ... [ 2.48883653e+00 2.20972216e-01] [ 2.49663623e+00 1.10732888e-01] [ 2.50000000e+00 -3.46944695e-17]] [[ 1.89414030e+00 1.63163493e+00] [ 1.96481549e+00 1.54430392e+00] [ 2.03173326e+00 1.45440506e+00] ... [ 1.74146384e+00 1.79177000e+00] [ 1.81932146e+00 1.71333700e+00] [ 1.89414030e+00 1.63163493e+00]] [[ 1.91001975e+00 1.64102097e+00] [ 1.97730961e+00 1.55477185e+00] [ 2.04082347e+00 1.46619170e+00] ... [ 1.75669100e+00 1.79757646e+00] [ 1.83426079e+00 1.72154167e+00] [ 1.90901821e+00 1.64218596e+00]] ... [[ 1.92525012e+00 -9.95171033e-02] [ 1.86414326e+00 -8.79549938e-02] [ 1.80277771e+00 -7.83759264e-02] ... [ 1.80707108e+00 -4.98113628e-02] [ 1.86658760e+00 -6.92974525e-02] [ 1.92575604e+00 -8.92177080e-02]] [[ 1.74003378e+00 -9.57809898e-02] [ 1.68370707e+00 -8.62646555e-02] [ 1.62720437e+00 -7.83107577e-02] ... [ 1.63056087e+00 -5.54119519e-02] [ 1.68562357e+00 -7.14558519e-02] [ 1.74045119e+00 -8.78713676e-02]] [[ 8.60895935e-01 -5.65630122e-02] [ 8.32970188e-01 -5.16164442e-02] [ 8.04957893e-01 -4.74277787e-02] ... [ 8.06711494e-01 -3.69075657e-02] [ 8.33972821e-01 -4.47840251e-02] [ 8.61132634e-01 -5.28347116e-02]]] | 3D array of the dimensional x and y airfoil coordinates of the airfoils interpolated along span for n_span stations. The origin is placed at the pitch axis.
blade.compute_coord_xy_dim.wetted_area | output | m**2 | [253.81685776] | The wetted (painted) surface area of the blade
blade.compute_coord_xy_dim.projected_area | output | m**2 | [268.46313244] | The projected surface area of the blade
blade.compute_reynolds.Re | output |  | [ 2898439.47271206 3273814.12830625 3808092.10869073 4759729.18089505 5961515.39929895 7490933.88996743 9149848.36599011 10666915.95470363 11844669.18469388 13041355.2398019 14212265.89091226 15193042.8556719 15940794.90066533 16388078.9135379 16545622.00645791 16602322.44497384 16731691.37616544 16874985.9636918 16918810.82235808 16884161.04780996 16717159.73654912 16349906.87814337 16019317.04221694 15746702.42711214 15350800.95447723 14770118.24988043 14186913.10769265 13478286.83788102 12616077.99397231 6400368.68849602]
blade.fatigue.sparU_sigma_ult | output | Pa | [1.546e+09]
blade.fatigue.sparU_wohlerA | output | Pa | [1.546e+09]
blade.fatigue.sparU_wohlerexp | output |  | [16.1]
blade.fatigue.sparL_sigma_ult | output | Pa | [1.546e+09]
blade.fatigue.sparL_wohlerA | output | Pa | [1.546e+09]
blade.fatigue.sparL_wohlerexp | output |  | [16.1]
blade.fatigue.teU_sigma_ult | output | Pa | [6.092e+08]
blade.fatigue.teU_wohlerA | output | Pa | [6.092e+08]
blade.fatigue.teU_wohlerexp | output |  | [10.]
blade.fatigue.teL_sigma_ult | output | Pa | [6.092e+08]
blade.fatigue.teL_wohlerA | output | Pa | [6.092e+08]
blade.fatigue.teL_wohlerexp | output |  | [10.]
blade.high_level_blade_props.rotor_diameter | output | m | [280.] | Diameter of the rotor used in WISDEM. It is defined as two times the blade length plus the hub diameter.
blade.high_level_blade_props.r_blade | output | m | [ 5. 9.63601566 14.27203031 18.90804595 23.5440618 28.18007696 32.81609163 37.45210674 42.08812293 46.72413792 51.36015307 55.99616874 60.63218335 65.26819902 69.9042149 74.54023024 79.17624496 83.81226082 88.4482756 93.0842909 97.72030656 102.35632155 106.9923365 111.62835247 116.26436815 120.90038327 125.5363991 130.17241384 134.80842876 139.44444444] | 1D array of the dimensional spanwise grid defined along the rotor (hub radius to blade tip projected on the plane)
blade.high_level_blade_props.rotor_radius | output | m | [139.44444444] | Scalar of the rotor radius, defined ignoring prebend and sweep curvatures, and cone and uptilt angles.
blade.high_level_blade_props.blade_ref_axis | output | m | [[ 0. 0. 0. ] [ 0. 0. 4.63601566] [ 0. 0. 9.27203031] [ 0. 0. 13.90804595] [ 0. 0. 18.5440618 ] [ 0. 0. 23.18007696] [ 0. 0. 27.81609163] [ 0. 0. 32.45210674] [ 0. 0. 37.08812293] [ 0. 0. 41.72413792] [ 0. 0. 46.36015307] [ 0. 0. 50.99616874] [ 0. 0. 55.63218335] [ 0. 0. 60.26819902] [ 0. 0. 64.9042149 ] [ 0. 0. 69.54023024] [ 0. 0. 74.17624496] [ 0. 0. 78.81226082] [ 0. 0. 83.4482756 ] [ 0. 0. 88.0842909 ] [ 0. 0. 92.72030656] [ 0. 0. 97.35632155] [ 0. 0. 101.9923365 ] [ 0. 0. 106.62835247] [ 0. 0. 111.26436815] [ 0. 0. 115.90038327] [ 0. 0. 120.5363991 ] [ 0. 0. 125.17241384] [ 0. 0. 129.80842876] [ 0. 0. 134.44444444]] | 2D array of the coordinates (x,y,z) of the blade reference axis scaled based on rotor diameter, defined along blade span. The coordinate system is the one of BeamDyn: it is placed at blade root with x pointing the suction side of the blade, y pointing the trailing edge and z along the blade span. A standard configuration will have negative x values (prebend), if swept positive y values, and positive z values.
blade.high_level_blade_props.prebend | output | m | [0. 0. 0. 0. 0. 0. 0. 0. 0. 0. 0. 0. 0. 0. 0. 0. 0. 0. 0. 0. 0. 0. 0. 0. 0. 0. 0. 0. 0. 0.] | Blade prebend at each section
blade.high_level_blade_props.prebendTip | output | m | [0.] | Blade prebend at tip
blade.high_level_blade_props.presweep | output | m | [0. 0. 0. 0. 0. 0. 0. 0. 0. 0. 0. 0. 0. 0. 0. 0. 0. 0. 0. 0. 0. 0. 0. 0. 0. 0. 0. 0. 0. 0.] | Blade presweep at each section
blade.high_level_blade_props.presweepTip | output | m | [0.] | Blade presweep at tip
blade.high_level_blade_props.blade_length | output | m | [134.44444444] | Scalar of the 3D blade length computed along its axis, scaled based on the user defined rotor diameter.
blade.internal_structure_2d_fem.joint_position | output |  | [0.] | Spanwise position of the segmentation joint.
blade.internal_structure_2d_fem.joint_mass | output | kg | [0.] | Mass of the joint.
blade.internal_structure_2d_fem.joint_nonmaterial_cost | output | USD | [0.] | Cost of the joint.
blade.internal_structure_2d_fem.d_f | output | m | [0.03] | Diameter of the fastener
blade.internal_structure_2d_fem.sigma_max | output | Pa | [6.75e+08] | Max stress on bolt
blade.internal_structure_2d_fem.joint_bolt | output | Unavailable | M30 | Type of bolt: M30, M36, or M48
blade.internal_structure_2d_fem.reinforcement_layer_ss | output | Unavailable | joint_reinf_ss | Layer identifier for the reinforcement layer at the join where bolts are inserted, suction side
blade.internal_structure_2d_fem.reinforcement_layer_ps | output | Unavailable | joint_reinf_ps | Layer identifier for the reinforcement layer at the join where bolts are inserted, pressure side
blade.internal_structure_2d_fem.web_rotation | output | rad | [[-0. -0.71108204 -0.71010059 -0.62110926 -0.48126332 -0.35494216 -0.26821741 -0.21192099 -0.18140141 -0.15852501 -0.13658278 -0.11252435 -0.08642306 -0.06482777 -0.04778457 -0.03510491 -0.02572079 -0.01779535 -0.00639055 0.0069435 0.01885381 0.02725267 0.03545553 0.04197126 0.04408781 0.04456735 0.04574229 0.04908141 0.05272335 0.06340223] [-0. -0.71108204 -0.71010059 -0.62110926 -0.48126332 -0.35494216 -0.26821741 -0.21192099 -0.18140141 -0.15852501 -0.13658278 -0.11252435 -0.08642306 -0.06482777 -0.04778457 -0.03510491 -0.02572079 -0.01779535 -0.00639055 0.0069435 0.01885381 0.02725267 0.03545553 0.04197126 0.04408781 0.04456735 0.04574229 0.04908141 0.05272335 0.06340223]] | 2D array of the rotation angle of the shear webs in respect to the chord line. The first dimension represents each shear web, the second dimension represents each entry along blade span. If the rotation is equal to negative twist +- a constant, then the web is built straight.
blade.internal_structure_2d_fem.web_start_nd | output |  | [[0.2499926 0.1368214 0.13751749 0.29676994 0.31981814 0.32968637 0.33708454 0.34881495 0.35153107 0.35356236 0.35556215 0.35847587 0.36715202 0.3699551 0.37279062 0.37544455 0.37771572 0.37982303 0.38431377 0.38755457 0.39036295 0.39352415 0.39670157 0.39973275 0.40320784 0.40755094 0.41197265 0.41743936 0.42692007 0.35715799] [0.2499926 0.1368214 0.13751749 0.23557748 0.26344878 0.27908874 0.29035534 0.30295755 0.30572113 0.30778129 0.30969155 0.31184458 0.31817232 0.31880868 0.31861739 0.31793057 0.31712122 0.31624178 0.31693284 0.31629895 0.31483642 0.31262488 0.31037028 0.30806863 0.30484625 0.30028923 0.29595716 0.29074139 0.28534718 0.35715799]] | 2D array of the non-dimensional start point defined along the outer profile of a web. The TE suction side is 0, the TE pressure side is 1. The first dimension represents each web, the second dimension represents each entry along blade span.
blade.internal_structure_2d_fem.web_end_nd | output |  | [[0.75000794 0.6368333 0.63647629 0.58716136 0.59902201 0.61289319 0.62211685 0.62496335 0.6271774 0.6288237 0.63033343 0.63136144 0.62706134 0.62722927 0.62675997 0.62586425 0.62490021 0.62388768 0.61822155 0.61521292 0.61366743 0.61136421 0.60900588 0.60659918 0.60155781 0.59355618 0.58906137 0.58364236 0.57395057 0.64666483] [0.75000794 0.6368333 0.63647629 0.64768629 0.65525077 0.66341363 0.6687569 0.67079612 0.67289746 0.67447074 0.67603861 0.6777789 0.675742 0.67807813 0.68061878 0.68304647 0.68513748 0.68709363 0.68572334 0.68687327 0.68973104 0.69291566 0.69611583 0.69916033 0.70103972 0.70220928 0.70661992 0.71210978 0.71731641 0.64666483]] | 2D array of the non-dimensional end point defined along the outer profile of a web. The TE suction side is 0, the TE pressure side is 1. The first dimension represents each web, the second dimension represents each entry along blade span.
blade.internal_structure_2d_fem.web_offset_y_pa | output | m | [[ 0. 0. 0. -0.35 -0.35 -0.35 -0.35 -0.35 -0.35 -0.35 -0.35 -0.35 -0.35 -0.35 -0.35 -0.35 -0.35 -0.35 -0.35 -0.35 -0.35 -0.35 -0.35 -0.35 -0.35 -0.35 -0.35 -0.35 -0.35 0. ] [ 0. 0. 0. 0.35 0.35 0.35 0.35 0.35 0.35 0.35 0.35 0.35 0.35 0.35 0.35 0.35 0.35 0.35 0.35 0.35 0.35 0.35 0.35 0.35 0.35 0.35 0.35 0.35 0.35 0. ]] | 2D array of the offset along the y axis to set the position of the shear webs. Positive values move the web towards the trailing edge, negative values towards the leading edge. The first dimension represents each shear web, the second dimension represents each entry along blade span.
blade.internal_structure_2d_fem.layer_rotation | output | rad | [[ 0. 0. 0. 0. 0. 0. 0. 0. 0. 0. 0. 0. 0. 0. 0. 0. 0. 0. 0. 0. 0. 0. 0. 0. 0. 0. 0. 0. 0. 0. ] [ 0. 0. 0. 0. 0. 0. 0. 0. 0. 0. 0. 0. 0. 0. 0. 0. 0. 0. 0. 0. 0. 0. 0. 0. 0. 0. 0. 0. 0. 0. ] [-0. -0.71108204 -0.71010059 -0.62110926 -0.48126332 -0.35494216 -0.26821741 -0.21192099 -0.18140141 -0.15852501 -0.13658278 -0.11252435 -0.08642306 -0.06482777 -0.04778457 -0.03510491 -0.02572079 -0.01779535 -0.00639055 0.0069435 0.01885381 0.02725267 0.03545553 0.04197126 0.04408781 0.04456735 0.04574229 0.04908141 0.05272335 0.06340223] [-0. -0.71108204 -0.71010059 -0.62110926 -0.48126332 -0.35494216 -0.26821741 -0.21192099 -0.18140141 -0.15852501 -0.13658278 -0.11252435 -0.08642306 -0.06482777 -0.04778457 -0.03510491 -0.02572079 -0.01779535 -0.00639055 0.0069435 0.01885381 0.02725267 0.03545553 0.04197126 0.04408781 0.04456735 0.04574229 0.04908141 0.05272335 0.06340223] [ 0. 0. 0. 0. 0. 0. 0. 0. 0. 0. 0. 0. 0. 0. 0. 0. 0. 0. 0. 0. 0. 0. 0. 0. 0. 0. 0. 0. 0. 0. ] [ 0. 0. 0. 0. 0. 0. 0. 0. 0. 0. 0. 0. 0. 0. 0. 0. 0. 0. 0. 0. 0. 0. 0. 0. 0. 0. 0. 0. 0. 0. ] [ 0. 0. 0. 0. 0. 0. 0. 0. 0. 0. 0. 0. 0. 0. 0. 0. 0. 0. 0. 0. 0. 0. 0. 0. 0. 0. 0. 0. 0. 0. ] [ 0. 0. 0. 0. 0. 0. 0. 0. 0. 0. 0. 0. 0. 0. 0. 0. 0. 0. 0. 0. 0. 0. 0. 0. 0. 0. 0. 0. 0. 0. ] [ 0. 0. 0. 0. 0. 0. 0. 0. 0. 0. 0. 0. 0. 0. 0. 0. 0. 0. 0. 0. 0. 0. 0. 0. 0. 0. 0. 0. 0. 0. ] [ 0. 0. 0. 0. 0. 0. 0. 0. 0. 0. 0. 0. 0. 0. 0. 0. 0. 0. 0. 0. 0. 0. 0. 0. 0. 0. 0. 0. 0. 0. ] [ 0. 0. 0. 0. 0. 0. 0. 0. 0. 0. 0. 0. 0. 0. 0. 0. 0. 0. 0. 0. 0. 0. 0. 0. 0. 0. 0. 0. 0. 0. ] [ 0. 0. 0. 0. 0. 0. 0. 0. 0. 0. 0. 0. 0. 0. 0. 0. 0. 0. 0. 0. 0. 0. 0. 0. 0. 0. 0. 0. 0. 0. ] [ 0. 0. 0. 0. 0. 0. 0. 0. 0. 0. 0. 0. 0. 0. 0. 0. 0. 0. 0. 0. 0. 0. 0. 0. 0. 0. 0. 0. 0. 0. ] [ 0. 0. 0. 0. 0. 0. 0. 0. 0. 0. 0. 0. 0. 0. 0. 0. 0. 0. 0. 0. 0. 0. 0. 0. 0. 0. 0. 0. 0. 0. ] [ 0. 0. 0. 0. 0. 0. 0. 0. 0. 0. 0. 0. 0. 0. 0. 0. 0. 0. 0. 0. 0. 0. 0. 0. 0. 0. 0. 0. 0. 0. ] [ 0. 0. 0. 0. 0. 0. 0. 0. 0. 0. 0. 0. 0. 0. 0. 0. 0. 0. 0. 0. 0. 0. 0. 0. 0. 0. 0. 0. 0. 0. ] [ 0. 0. 0. 0. 0. 0. 0. 0. 0. 0. 0. 0. 0. 0. 0. 0. 0. 0. 0. 0. 0. 0. 0. 0. 0. 0. 0. 0. 0. 0. ] [ 0. 0. 0. 0. 0. 0. 0. 0. 0. 0. 0. 0. 0. 0. 0. 0. 0. 0. 0. 0. 0. 0. 0. 0. 0. 0. 0. 0. 0. 0. ]] | 2D array of the rotation angle of a layer in respect to the chord line. The first dimension represents each layer, the second dimension represents each entry along blade span. If the rotation is equal to negative twist +- a constant, then the layer is built straight.
blade.internal_structure_2d_fem.layer_start_nd | output |  | [[0. 0. 0. 0. 0. 0. 0. 0. 0. 0. 0. 0. 0. 0. 0. 0. 0. 0. 0. 0. 0. 0. 0. 0. 0. 0. 0. 0. 0. 0. ] [0. 0. 0. 0. 0. 0. 0. 0. 0. 0. 0. 0. 0. 0. 0. 0. 0. 0. 0. 0. 0. 0. 0. 0. 0. 0. 0. 0. 0. 0. ] [0.2213407 0.1081695 0.10870881 0.22837691 0.2562109 0.27220571 0.28385715 0.29650714 0.29925941 0.30131916 0.30321108 0.30525566 0.31124961 0.31158615 0.31098208 0.30984281 0.30862371 0.30734988 0.30739037 0.30618158 0.30413102 0.30118575 0.29819719 0.29517994 0.29099597 0.28518633 0.27971863 0.27458816 0.28170408 0.29718599] [0.72135605 0.6081814 0.60766761 0.57925886 0.59158863 0.60596728 0.61561283 0.61855053 0.6207381 0.6223691 0.62385357 0.62476564 0.62014218 0.62002196 0.61915449 0.61782116 0.61645929 0.61506528 0.60900574 0.60559616 0.60356687 0.60063805 0.59766667 0.59466351 0.58883188 0.57971806 0.5742698 0.56919471 0.57198624 0.58669282] [0.49999966 0.49999966 0.49950659 0.47181408 0.47469879 0.47746129 0.47962953 0.48202853 0.48202853 0.48202853 0.48196107 0.48154582 0.47892445 0.47764839 0.47593958 0.47405646 0.4723292 0.47065362 0.46528965 0.461369 0.45899033 0.4565018 0.45557646 0.45576736 0.49993712 0.49608288 0.49608288 0.49608288 0.49669831 0.49727784] [0. 0. 0. 0. 0. 0. 0. 0. 0. 0. 0. 0. 0. 0. 0. 0. 0. 0. 0. 0. 0. 0. 0. 0. 0. 0. 0. 0. 0. 0. ] [1. 1. 1. 0.95855708 0.96113981 0.96459294 0.96708218 0.96758433 0.96758433 0.96758433 0.96750001 0.96695206 0.9652816 0.96373416 0.96159815 0.95924425 0.95708517 0.95499069 0.9520776 0.94925473 0.94621426 0.9424045 0.93855916 0.93478998 1. 1. 1. 1. 1. 1. ] [0. 0. 0. 0.04144292 0.03886019 0.03540706 0.03291782 0.03241567 0.03241567 0.03241567 0.03249999 0.03304794 0.0347184 0.03626584 0.03840185 0.04075575 0.04291483 0.04500931 0.0479224 0.05074527 0.05378574 0.0575955 0.06144084 0.06521002 0. 0. 0. 0. 0. 0. ] [0.27864449 0.16547329 0.16632617 0.30297417 0.32615925 0.33593843 0.34310923 0.35485534 0.3576076 0.35966736 0.36171107 0.36474195 0.37374273 0.37686467 0.38010542 0.38320316 0.38587041 0.38836663 0.39365069 0.39752306 0.40094534 0.40485765 0.4087907 0.41255798 0.41701841 0.42271029 0.42827549 0.43368302 0.43073758 0.41713 ] [0.49999966 0.49999966 0.49950659 0.53812275 0.5368751 0.53411259 0.53229805 0.5338936 0.5338936 0.5338936 0.53396106 0.53442252 0.53447389 0.53567374 0.53738254 0.53926566 0.54099293 0.54266851 0.54196549 0.5425586 0.54493727 0.5474258 0.54835114 0.54816024 0.49993712 0.49608288 0.49608288 0.49608288 0.49669831 0.49727784] [0.77865984 0.66548519 0.66528497 0.65385612 0.66153697 0.6697 0.67486491 0.67689873 0.67908629 0.6807173 0.68235356 0.68425193 0.68263529 0.68530048 0.68827782 0.69118151 0.69370598 0.69608203 0.69526606 0.69693764 0.70038119 0.70430994 0.70826018 0.71204155 0.71485433 0.71724202 0.72282666 0.72828958 0.72101973 0.70663684] [0. 0. 0. 0. 0. 0. 0. 0. 0. 0. 0. 0. 0. 0. 0. 0. 0. 0. 0. 0. 0. 0. 0. 0. 0. 0. 0. 0. 0. 0. ] [0. 0. 0. 0. 0. 0. 0. 0. 0. 0. 0. 0. 0. 0. 0. 0. 0. 0. 0. 0. 0. 0. 0. 0. 0. 0. 0. 0. 0. 0. ] [0. 0. 0. 0. 0. 0. 0. 0. 0. 0. 0. 0. 0. 0. 0. 0. 0. 0. 0. 0. 0. 0. 0. 0. 0. 0. 0. 0. 0. 0. ] [0. 0. 0. 0. 0. 0. 0. 0. 0. 0. 0. 0. 0. 0. 0. 0. 0. 0. 0. 0. 0. 0. 0. 0. 0. 0. 0. 0. 0. 0. ] [0. 0. 0. 0. 0. 0. 0. 0. 0. 0. 0. 0. 0. 0. 0. 0. 0. 0. 0. 0. 0. 0. 0. 0. 0. 0. 0. 0. 0. 0. ] [0. 0. 0. 0. 0. 0. 0. 0. 0. 0. 0. 0. 0. 0. 0. 0. 0. 0. 0. 0. 0. 0. 0. 0. 0. 0. 0. 0. 0. 0. ] [0. 0. 0. 0. 0. 0. 0. 0. 0. 0. 0. 0. 0. 0. 0. 0. 0. 0. 0. 0. 0. 0. 0. 0. 0. 0. 0. 0. 0. 0. ]] | 2D array of the non-dimensional start point defined along the outer profile of a layer. The TE suction side is 0, the TE pressure side is 1. The first dimension represents each layer, the second dimension represents each entry along blade span.
blade.internal_structure_2d_fem.layer_end_nd | output |  | [[1. 1. 1. 1. 1. 1. 1. 1. 1. 1. 1. 1. 1. 1. 1. 1. 1. 1. 1. 1. 1. 1. 1. 1. 1. 1. 1. 1. 1. 1. ] [1. 1. 1. 1. 1. 1. 1. 1. 1. 1. 1. 1. 1. 1. 1. 1. 1. 1. 1. 1. 1. 1. 1. 1. 1. 1. 1. 1. 1. 1. ] [0.27864449 0.16547329 0.16632617 0.30297417 0.32615925 0.33593843 0.34310923 0.35485534 0.3576076 0.35966736 0.36171107 0.36474195 0.37374273 0.37686467 0.38010542 0.38320316 0.38587041 0.38836663 0.39365069 0.39752306 0.40094534 0.40485765 0.4087907 0.41255798 0.41701841 0.42271029 0.42827549 0.43368302 0.43073758 0.41713 ] [0.77865984 0.66548519 0.66528497 0.65385612 0.66153697 0.6697 0.67486491 0.67689873 0.67908629 0.6807173 0.68235356 0.68425193 0.68263529 0.68530048 0.68827782 0.69118151 0.69370598 0.69608203 0.69526606 0.69693764 0.70038119 0.70430994 0.70826018 0.71204155 0.71485433 0.71724202 0.72282666 0.72828958 0.72101973 0.70663684] [0.49999966 0.49999966 0.49950659 0.53812275 0.5368751 0.53411259 0.53229805 0.5338936 0.5338936 0.5338936 0.53396106 0.53442252 0.53447389 0.53567374 0.53738254 0.53926566 0.54099293 0.54266851 0.54196549 0.5425586 0.54493727 0.5474258 0.54835114 0.54816024 0.49993712 0.49608288 0.49608288 0.49608288 0.49669831 0.49727784] [0. 0. 0. 0.04144292 0.03886019 0.03540706 0.03291782 0.03241567 0.03241567 0.03241567 0.03249999 0.03304794 0.0347184 0.03626584 0.03840185 0.04075575 0.04291483 0.04500931 0.0479224 0.05074527 0.05378574 0.0575955 0.06144084 0.06521002 0. 0. 0. 0. 0. 0. ] [1. 1. 1. 1. 1. 1. 1. 1. 1. 1. 1. 1. 1. 1. 1. 1. 1. 1. 1. 1. 1. 1. 1. 1. 1. 1. 1. 1. 1. 1. ] [0.2213407 0.1081695 0.10870881 0.22837691 0.2562109 0.27220571 0.28385715 0.29650714 0.29925941 0.30131916 0.30321108 0.30525566 0.31124961 0.31158615 0.31098208 0.30984281 0.30862371 0.30734988 0.30739037 0.30618158 0.30413102 0.30118575 0.29819719 0.29517994 0.29099597 0.28518633 0.27971863 0.27458816 0.28170408 0.29718599] [0.49999966 0.49999966 0.49950659 0.47181408 0.47469879 0.47746129 0.47962953 0.48202853 0.48202853 0.48202853 0.48196107 0.48154582 0.47892445 0.47764839 0.47593958 0.47405646 0.4723292 0.47065362 0.46528965 0.461369 0.45899033 0.4565018 0.45557646 0.45576736 0.49993712 0.49608288 0.49608288 0.49608288 0.49669831 0.49727784] [0.72135605 0.6081814 0.60766761 0.57925886 0.59158863 0.60596728 0.61561283 0.61855053 0.6207381 0.6223691 0.62385357 0.62476564 0.62014218 0.62002196 0.61915449 0.61782116 0.61645929 0.61506528 0.60900574 0.60559616 0.60356687 0.60063805 0.59766667 0.59466351 0.58883188 0.57971806 0.5742698 0.56919471 0.57198624 0.58669282] [1. 1. 1. 0.95855708 0.96113981 0.96459294 0.96708218 0.96758433 0.96758433 0.96758433 0.96750001 0.96695206 0.9652816 0.96373416 0.96159815 0.95924425 0.95708517 0.95499069 0.9520776 0.94925473 0.94621426 0.9424045 0.93855916 0.93478998 1. 1. 1. 1. 1. 1. ] [1. 1. 1. 1. 1. 1. 1. 1. 1. 1. 1. 1. 1. 1. 1. 1. 1. 1. 1. 1. 1. 1. 1. 1. 1. 1. 1. 1. 1. 1. ] [0. 0. 0. 0. 0. 0. 0. 0. 0. 0. 0. 0. 0. 0. 0. 0. 0. 0. 0. 0. 0. 0. 0. 0. 0. 0. 0. 0. 0. 0. ] [0. 0. 0. 0. 0. 0. 0. 0. 0. 0. 0. 0. 0. 0. 0. 0. 0. 0. 0. 0. 0. 0. 0. 0. 0. 0. 0. 0. 0. 0. ] [0. 0. 0. 0. 0. 0. 0. 0. 0. 0. 0. 0. 0. 0. 0. 0. 0. 0. 0. 0. 0. 0. 0. 0. 0. 0. 0. 0. 0. 0. ] [0. 0. 0. 0. 0. 0. 0. 0. 0. 0. 0. 0. 0. 0. 0. 0. 0. 0. 0. 0. 0. 0. 0. 0. 0. 0. 0. 0. 0. 0. ] [0. 0. 0. 0. 0. 0. 0. 0. 0. 0. 0. 0. 0. 0. 0. 0. 0. 0. 0. 0. 0. 0. 0. 0. 0. 0. 0. 0. 0. 0. ] [0. 0. 0. 0. 0. 0. 0. 0. 0. 0. 0. 0. 0. 0. 0. 0. 0. 0. 0. 0. 0. 0. 0. 0. 0. 0. 0. 0. 0. 0. ]] | 2D array of the non-dimensional end point defined along the outer profile of a layer. The TE suction side is 0, the TE pressure side is 1. The first dimension represents each layer, the second dimension represents each entry along blade span.
blade.internal_structure_2d_fem.layer_offset_y_pa | output | m | [[0. 0. 0. 0. 0. 0. 0. 0. 0. 0. 0. 0. 0. 0. 0. 0. 0. 0. 0. 0. 0. 0. 0. 0. 0. 0. 0. 0. 0. 0.] [0. 0. 0. 0. 0. 0. 0. 0. 0. 0. 0. 0. 0. 0. 0. 0. 0. 0. 0. 0. 0. 0. 0. 0. 0. 0. 0. 0. 0. 0.] [0. 0. 0. 0. 0. 0. 0. 0. 0. 0. 0. 0. 0. 0. 0. 0. 0. 0. 0. 0. 0. 0. 0. 0. 0. 0. 0. 0. 0. 0.] [0. 0. 0. 0. 0. 0. 0. 0. 0. 0. 0. 0. 0. 0. 0. 0. 0. 0. 0. 0. 0. 0. 0. 0. 0. 0. 0. 0. 0. 0.] [0. 0. 0. 0. 0. 0. 0. 0. 0. 0. 0. 0. 0. 0. 0. 0. 0. 0. 0. 0. 0. 0. 0. 0. 0. 0. 0. 0. 0. 0.] [0. 0. 0. 0. 0. 0. 0. 0. 0. 0. 0. 0. 0. 0. 0. 0. 0. 0. 0. 0. 0. 0. 0. 0. 0. 0. 0. 0. 0. 0.] [0. 0. 0. 0. 0. 0. 0. 0. 0. 0. 0. 0. 0. 0. 0. 0. 0. 0. 0. 0. 0. 0. 0. 0. 0. 0. 0. 0. 0. 0.] [0. 0. 0. 0. 0. 0. 0. 0. 0. 0. 0. 0. 0. 0. 0. 0. 0. 0. 0. 0. 0. 0. 0. 0. 0. 0. 0. 0. 0. 0.] [0. 0. 0. 0. 0. 0. 0. 0. 0. 0. 0. 0. 0. 0. 0. 0. 0. 0. 0. 0. 0. 0. 0. 0. 0. 0. 0. 0. 0. 0.] [0. 0. 0. 0. 0. 0. 0. 0. 0. 0. 0. 0. 0. 0. 0. 0. 0. 0. 0. 0. 0. 0. 0. 0. 0. 0. 0. 0. 0. 0.] [0. 0. 0. 0. 0. 0. 0. 0. 0. 0. 0. 0. 0. 0. 0. 0. 0. 0. 0. 0. 0. 0. 0. 0. 0. 0. 0. 0. 0. 0.] [0. 0. 0. 0. 0. 0. 0. 0. 0. 0. 0. 0. 0. 0. 0. 0. 0. 0. 0. 0. 0. 0. 0. 0. 0. 0. 0. 0. 0. 0.] [0. 0. 0. 0. 0. 0. 0. 0. 0. 0. 0. 0. 0. 0. 0. 0. 0. 0. 0. 0. 0. 0. 0. 0. 0. 0. 0. 0. 0. 0.] [0. 0. 0. 0. 0. 0. 0. 0. 0. 0. 0. 0. 0. 0. 0. 0. 0. 0. 0. 0. 0. 0. 0. 0. 0. 0. 0. 0. 0. 0.] [0. 0. 0. 0. 0. 0. 0. 0. 0. 0. 0. 0. 0. 0. 0. 0. 0. 0. 0. 0. 0. 0. 0. 0. 0. 0. 0. 0. 0. 0.] [0. 0. 0. 0. 0. 0. 0. 0. 0. 0. 0. 0. 0. 0. 0. 0. 0. 0. 0. 0. 0. 0. 0. 0. 0. 0. 0. 0. 0. 0.] [0. 0. 0. 0. 0. 0. 0. 0. 0. 0. 0. 0. 0. 0. 0. 0. 0. 0. 0. 0. 0. 0. 0. 0. 0. 0. 0. 0. 0. 0.] [0. 0. 0. 0. 0. 0. 0. 0. 0. 0. 0. 0. 0. 0. 0. 0. 0. 0. 0. 0. 0. 0. 0. 0. 0. 0. 0. 0. 0. 0.]] | 2D array of the offset along the y axis to set the position of a layer. Positive values move the layer towards the trailing edge, negative values towards the leading edge. The first dimension represents each layer, the second dimension represents each entry along blade span.
blade.internal_structure_2d_fem.layer_width | output | m | [[0. 0. 0. 0. 0. 0. 0. 0. 0. 0. 0. 0. 0. 0. 0. 0. 0. 0. 0. 0. 0. 0. 0. 0. 0. 0. 0. 0. 0. 0. ] [0. 0. 0. 0. 0. 0. 0. 0. 0. 0. 0. 0. 0. 0. 0. 0. 0. 0. 0. 0. 0. 0. 0. 0. 0. 0. 0. 0. 0. 0. ] [0.9 0.9 0.9 0.9 0.9 0.9 0.9 0.9 0.9 0.9 0.9 0.9 0.9 0.9 0.9 0.9 0.9 0.9 0.9 0.9 0.9 0.9 0.9 0.9 0.89999988 0.89998023 0.89925383 0.8824365 0.73943681 0.294 ] [0.9 0.9 0.9 0.9 0.9 0.9 0.9 0.9 0.9 0.9 0.9 0.9 0.9 0.9 0.9 0.9 0.9 0.9 0.9 0.9 0.9 0.9 0.9 0.9 0.89999988 0.89998023 0.89925383 0.8824365 0.73943681 0.294 ] [0. 0. 0. 0.8 0.8 0.8 0.8 0.8 0.8 0.8 0.8 0.8 0.8 0.8 0.8 0.8 0.8 0.8 0.8 0.79997205 0.7989752 0.78933255 0.7549919 0.70842539 0. 0. 0. 0. 0. 0. ] [0. 0. 0. 0.5 0.5 0.5 0.5 0.5 0.5 0.5 0.5 0.5 0.5 0.5 0.5 0.5 0.5 0.5 0.5 0.5 0.5 0.5 0.5 0.5 0. 0. 0. 0. 0. 0. ] [0. 0. 0. 0.5 0.5 0.5 0.5 0.5 0.5 0.5 0.5 0.5 0.5 0.5 0.5 0.5 0.5 0.5 0.5 0.5 0.5 0.5 0.5 0.5 0. 0. 0. 0. 0. 0. ] [0. 0. 0. 0. 0. 0. 0. 0. 0. 0. 0. 0. 0. 0. 0. 0. 0. 0. 0. 0. 0. 0. 0. 0. 0. 0. 0. 0. 0. 0. ] [0. 0. 0. 0. 0. 0. 0. 0. 0. 0. 0. 0. 0. 0. 0. 0. 0. 0. 0. 0. 0. 0. 0. 0. 0. 0. 0. 0. 0. 0. ] [0. 0. 0. 0. 0. 0. 0. 0. 0. 0. 0. 0. 0. 0. 0. 0. 0. 0. 0. 0. 0. 0. 0. 0. 0. 0. 0. 0. 0. 0. ] [0. 0. 0. 0. 0. 0. 0. 0. 0. 0. 0. 0. 0. 0. 0. 0. 0. 0. 0. 0. 0. 0. 0. 0. 0. 0. 0. 0. 0. 0. ] [0. 0. 0. 0. 0. 0. 0. 0. 0. 0. 0. 0. 0. 0. 0. 0. 0. 0. 0. 0. 0. 0. 0. 0. 0. 0. 0. 0. 0. 0. ] [0. 0. 0. 0. 0. 0. 0. 0. 0. 0. 0. 0. 0. 0. 0. 0. 0. 0. 0. 0. 0. 0. 0. 0. 0. 0. 0. 0. 0. 0. ] [0. 0. 0. 0. 0. 0. 0. 0. 0. 0. 0. 0. 0. 0. 0. 0. 0. 0. 0. 0. 0. 0. 0. 0. 0. 0. 0. 0. 0. 0. ] [0. 0. 0. 0. 0. 0. 0. 0. 0. 0. 0. 0. 0. 0. 0. 0. 0. 0. 0. 0. 0. 0. 0. 0. 0. 0. 0. 0. 0. 0. ] [0. 0. 0. 0. 0. 0. 0. 0. 0. 0. 0. 0. 0. 0. 0. 0. 0. 0. 0. 0. 0. 0. 0. 0. 0. 0. 0. 0. 0. 0. ] [0. 0. 0. 0. 0. 0. 0. 0. 0. 0. 0. 0. 0. 0. 0. 0. 0. 0. 0. 0. 0. 0. 0. 0. 0. 0. 0. 0. 0. 0. ] [0. 0. 0. 0. 0. 0. 0. 0. 0. 0. 0. 0. 0. 0. 0. 0. 0. 0. 0. 0. 0. 0. 0. 0. 0. 0. 0. 0. 0. 0. ]] | 2D array of the width along the outer profile of a layer. The first dimension represents each layer, the second dimension represents each entry along blade span.
blade.interp_airfoils.r_thick_interp | output |  | [1. 1. 0.99101587 0.43258416 0.4 0.4 0.39394548 0.35 0.35 0.35 0.35 0.34702777 0.30061553 0.3 0.3 0.3 0.3 0.3 0.26396806 0.25 0.25 0.25 0.25 0.25 0.23767926 0.21 0.21 0.21 0.17698155 0.17 ] | 1D array of the relative thicknesses of the blade defined along span.
blade.interp_airfoils.ac_interp | output |  | [0.5 0.5 0.49663095 0.28721906 0.275 0.275 0.275 0.275 0.275 0.275 0.275 0.275 0.275 0.275 0.275 0.275 0.275 0.275 0.275 0.275 0.275 0.275 0.275 0.275 0.275 0.275 0.275 0.275 0.275 0.275 ] | 1D array of the aerodynamic center of the blade defined along span.
blade.interp_airfoils.cl_interp | output |  | [[[[-3.25260652e-19]] [[ 3.46944695e-18]] [[-1.38777878e-17]] ... [[ 3.38271078e-17]] [[-1.73472348e-18]] [[-3.57786717e-18]]] [[[-3.25260652e-19]] [[ 3.46944695e-18]] [[-1.38777878e-17]] ... [[ 3.38271078e-17]] [[-1.73472348e-18]] [[-3.57786717e-18]]] [[[ 2.73078505e-06]] [[ 2.98091593e-03]] [[ 6.06291339e-03]] ... [[-6.92034637e-03]] [[-3.91267001e-03]] [[ 2.73078505e-06]]] ... [[[ 9.21676640e-03]] [[ 2.51471281e-01]] [[ 4.27156974e-01]] ... [[-3.71288339e-01]] [[-2.06675555e-01]] [[ 9.21676640e-03]]] [[[ 3.09216345e-03]] [[ 2.32480415e-01]] [[ 4.50210209e-01]] ... [[-4.32384247e-01]] [[-2.18147196e-01]] [[ 3.09218622e-03]]] [[[-1.53642952e-08]] [[ 2.24280087e-01]] [[ 4.60935912e-01]] ... [[-4.60935912e-01]] [[-2.24280087e-01]] [[ 1.53642952e-08]]]] | 4D array with the lift coefficients of the airfoils. Dimension 0 is along the blade span for n_span stations, dimension 1 is along the angles of attack, dimension 2 is along the Reynolds number, dimension 3 is along the number of tabs, which may describe multiple sets at the same station, for example in presence of a flap.
blade.interp_airfoils.cd_interp | output |  | [[[[0.5 ]] [[0.5 ]] [[0.5 ]] ... [[0.5 ]] [[0.5 ]] [[0.5 ]]] [[[0.5 ]] [[0.5 ]] [[0.5 ]] ... [[0.5 ]] [[0.5 ]] [[0.5 ]]] [[[0.49137702]] [[0.49043419]] [[0.48892981]] ... [[0.48965496]] [[0.49070562]] [[0.49137702]]] ... [[[0.0181314 ]] [[0.02483905]] [[0.04066577]] ... [[0.040122 ]] [[0.02443972]] [[0.0181314 ]]] [[[0.01948591]] [[0.02537717]] [[0.04093476]] ... [[0.04032334]] [[0.02497146]] [[0.01948591]]] [[[0.0198 ]] [[0.02572598]] [[0.04114402]] ... [[0.04047996]] [[0.02538511]] [[0.0198 ]]]] | 4D array with the drag coefficients of the airfoils. Dimension 0 is along the blade span for n_span stations, dimension 1 is along the angles of attack, dimension 2 is along the Reynolds number, dimension 3 is along the number of tabs, which may describe multiple sets at the same station, for example in presence of a flap.
blade.interp_airfoils.cm_interp | output |  | [[[[-4.06575815e-20]] [[-3.90312782e-18]] [[ 8.67361738e-19]] ... [[-1.73472348e-18]] [[ 3.03576608e-18]] [[-3.38813179e-21]]] [[[-4.06575815e-20]] [[-3.90312782e-18]] [[ 8.67361738e-19]] ... [[-1.73472348e-18]] [[ 3.03576608e-18]] [[-3.38813179e-21]]] [[[ 4.36640486e-06]] [[ 1.62642880e-03]] [[ 3.08066092e-03]] ... [[-3.62633011e-03]] [[-1.91565467e-03]] [[ 4.36640486e-06]]] ... [[[ 2.63288849e-05]] [[ 1.38197125e-01]] [[ 2.18248197e-01]] ... [[-2.19142237e-01]] [[-1.37131107e-01]] [[ 2.63288849e-05]]] [[[ 8.41607132e-06]] [[ 1.20935538e-01]] [[ 2.27726470e-01]] ... [[-2.27946656e-01]] [[-1.20522643e-01]] [[ 8.42749206e-06]]] [[[-7.71299959e-09]] [[ 1.12680187e-01]] [[ 2.31783829e-01]] ... [[-2.31710912e-01]] [[-1.12584318e-01]] [[ 7.70271560e-09]]]] | 4D array with the moment coefficients of the airfoils. Dimension 0 is along the blade span for n_span stations, dimension 1 is along the angles of attack, dimension 2 is along the Reynolds number, dimension 3 is along the number of tabs, which may describe multiple sets at the same station, for example in presence of a flap.
blade.interp_airfoils.coord_xy_interp | output |  | [[[ 1.00000000e+00 4.33680869e-19] [ 9.99310113e-01 -2.24586628e-02] [ 9.97715675e-01 -4.48159779e-02] ... [ 9.97767307e-01 4.41944433e-02] [ 9.99327246e-01 2.21465777e-02] [ 1.00000000e+00 -6.93889390e-18]] [[ 1.00000000e+00 4.33680869e-19] [ 9.99310113e-01 -2.24586628e-02] [ 9.97715675e-01 -4.48159779e-02] ... [ 9.97767307e-01 4.41944433e-02] [ 9.99327246e-01 2.21465777e-02] [ 1.00000000e+00 -6.93889390e-18]] [[ 1.00000000e+00 -1.56104353e-04] [ 9.98960339e-01 -2.19985674e-02] [ 9.97044546e-01 -4.37023034e-02] ... [ 9.97159777e-01 4.35554803e-02] [ 9.99009420e-01 2.19216886e-02] [ 1.00000000e+00 1.51000341e-04]] ... [[ 1.00000000e+00 -1.85825746e-03] [ 9.76833665e-01 1.35723908e-03] [ 9.53606753e-01 3.82309105e-03] ... [ 9.54692392e-01 1.46317490e-02] [ 9.77407565e-01 8.41049825e-03] [ 1.00000000e+00 2.01974332e-03]] [[ 1.00000000e+00 -1.64330792e-03] [ 9.76390332e-01 1.07534451e-03] [ 9.52741801e-01 3.14102139e-03] ... [ 9.53634224e-01 1.27279592e-02] [ 9.76861871e-01 7.26970573e-03] [ 1.00000000e+00 1.65190981e-03]] [[ 1.00000000e+00 -1.59933238e-03] [ 9.76316764e-01 1.06223114e-03] [ 9.52601299e-01 3.08357338e-03] ... [ 9.53511819e-01 1.19996935e-02] [ 9.76793838e-01 6.84560730e-03] [ 1.00000000e+00 1.54000107e-03]]] | 3D array of the non-dimensional x and y airfoil coordinates of the airfoils interpolated along span for n_span stations. The leading edge is place at x=0 and y=0.
blade.opt_var.s_opt_twist | output |  | [0. 0.03448276 0.06896552 0.10344828 0.13793103 0.17241379 0.20689655 0.24137931 0.27586207 0.31034483 0.34482759 0.37931034 0.4137931 0.44827586 0.48275862 0.51724138 0.55172414 0.5862069 0.62068966 0.65517241 0.68965517 0.72413793 0.75862069 0.79310345 0.82758621 0.86206897 0.89655172 0.93103448 0.96551724 1. ]
blade.opt_var.s_opt_chord | output |  | [0. 0.03448276 0.06896552 0.10344828 0.13793103 0.17241379 0.20689655 0.24137931 0.27586207 0.31034483 0.34482759 0.37931034 0.4137931 0.44827586 0.48275862 0.51724138 0.55172414 0.5862069 0.62068966 0.65517241 0.68965517 0.72413793 0.75862069 0.79310345 0.82758621 0.86206897 0.89655172 0.93103448 0.96551724 1. ]
blade.opt_var.twist_opt | output | rad | [ 0. 0.71108204 0.71010059 0.62110926 0.48126332 0.35494216 0.26821741 0.21192099 0.18140141 0.15852501 0.13658278 0.11252435 0.08642306 0.06482777 0.04778457 0.03510491 0.02572079 0.01779535 0.00639055 -0.0069435 -0.01885381 -0.02725267 -0.03545553 -0.04197126 -0.04408781 -0.04456735 -0.04574229 -0.04908141 -0.05272335 -0.06340223]
blade.opt_var.chord_opt | output | m | [5. 5. 5.00260989 5.2480683 5.68201728 6.23616503 6.72749243 7. 7. 7. 6.98183684 6.87665127 6.68776951 6.4039089 6.04770743 5.69841438 5.41172253 5.15989218 4.90713585 4.65624341 4.39302948 4.10244436 3.84568831 3.62340492 3.39079802 3.13728849 2.90194672 2.65905396 2.40367374 1.19 ]
blade.opt_var.af_position | output |  | [0. 0.02192979 0.0657893 0.10964876 0.15350826 0.19736777 0.24122769 0.2850876 0.32894711 0.37280661 0.41666612 0.46052562 0.50438512 0.54824463 0.59210413 0.63596364 0.67982314 0.72368306 0.76754298 0.81140165 0.85526033 0.89911983 0.94297934 0.97368182 0.98683884 0.99561157 1. ]
blade.opt_var.s_opt_layer_0 | output |  | [0. 0.03448276 0.06896552 0.10344828 0.13793103 0.17241379 0.20689655 0.24137931 0.27586207 0.31034483 0.34482759 0.37931034 0.4137931 0.44827586 0.48275862 0.51724138 0.55172414 0.5862069 0.62068966 0.65517241 0.68965517 0.72413793 0.75862069 0.79310345 0.82758621 0.86206897 0.89655172 0.93103448 0.96551724 1. ]
blade.opt_var.layer_0_opt | output | m | [0.0005 0.0005 0.0005 0.0005 0.0005 0.0005 0.0005 0.0005 0.0005 0.0005 0.0005 0.0005 0.0005 0.0005 0.0005 0.0005 0.0005 0.0005 0.0005 0.0005 0.0005 0.0005 0.0005 0.0005 0.0005 0.0005 0.0005 0.0005 0.0005 0.0005]
blade.opt_var.s_opt_layer_1 | output |  | [0. 0.03448276 0.06896552 0.10344828 0.13793103 0.17241379 0.20689655 0.24137931 0.27586207 0.31034483 0.34482759 0.37931034 0.4137931 0.44827586 0.48275862 0.51724138 0.55172414 0.5862069 0.62068966 0.65517241 0.68965517 0.72413793 0.75862069 0.79310345 0.82758621 0.86206897 0.89655172 0.93103448 0.96551724 1. ]
blade.opt_var.layer_1_opt | output | m | [0.05 0.04081969 0.03226966 0.02415612 0.01564759 0.00867322 0.00473378 0.00312627 0.00227767 0.00203461 0.00200053 0.00200002 0.002 0.002 0.002 0.002 0.002 0.002 0.002 0.002 0.002 0.002 0.002 0.002 0.00180323 0.00131224 0.00104021 0.00100135 0.001 0.001 ]
blade.opt_var.s_opt_layer_2 | output |  | [0. 0.03448276 0.06896552 0.10344828 0.13793103 0.17241379 0.20689655 0.24137931 0.27586207 0.31034483 0.34482759 0.37931034 0.4137931 0.44827586 0.48275862 0.51724138 0.55172414 0.5862069 0.62068966 0.65517241 0.68965517 0.72413793 0.75862069 0.79310345 0.82758621 0.86206897 0.89655172 0.93103448 0.96551724 1. ]
blade.opt_var.layer_2_opt | output | m | [0.0001 0.00438147 0.0150519 0.03035182 0.04746369 0.06362935 0.07611578 0.08317021 0.08937909 0.09450151 0.09777677 0.09841932 0.09739565 0.09512692 0.09226371 0.08925432 0.08635675 0.0832791 0.07972353 0.07549254 0.0699988 0.06112214 0.04860463 0.03545513 0.02466062 0.01776472 0.01194345 0.00691416 0.00324837 0.001 ]
blade.opt_var.s_opt_layer_3 | output |  | [0. 0.03448276 0.06896552 0.10344828 0.13793103 0.17241379 0.20689655 0.24137931 0.27586207 0.31034483 0.34482759 0.37931034 0.4137931 0.44827586 0.48275862 0.51724138 0.55172414 0.5862069 0.62068966 0.65517241 0.68965517 0.72413793 0.75862069 0.79310345 0.82758621 0.86206897 0.89655172 0.93103448 0.96551724 1. ]
blade.opt_var.layer_3_opt | output | m | [0.0001 0.00438147 0.0150519 0.03035182 0.04746369 0.06362935 0.07611578 0.08317021 0.08937909 0.09450151 0.09777677 0.09841932 0.09739565 0.09512692 0.09226371 0.08925432 0.08635675 0.0832791 0.07972353 0.07549254 0.0699988 0.06112214 0.04860463 0.03545513 0.02466062 0.01776472 0.01194345 0.00691416 0.00324837 0.001 ]
blade.opt_var.s_opt_layer_4 | output |  | [0. 0.03448276 0.06896552 0.10344828 0.13793103 0.17241379 0.20689655 0.24137931 0.27586207 0.31034483 0.34482759 0.37931034 0.4137931 0.44827586 0.48275862 0.51724138 0.55172414 0.5862069 0.62068966 0.65517241 0.68965517 0.72413793 0.75862069 0.79310345 0.82758621 0.86206897 0.89655172 0.93103448 0.96551724 1. ]
blade.opt_var.layer_4_opt | output | m | [0. 0. 0. 0.00299507 0.00294581 0.00289655 0.00284729 0.00279803 0.00274877 0.00269951 0.00265025 0.00260099 0.00255172 0.00250246 0.0024532 0.00240394 0.00235468 0.00230542 0.00225616 0.0022069 0.00215764 0.00210837 0.00205911 0.00200985 0. 0. 0. 0. 0. 0. ]
blade.opt_var.s_opt_layer_5 | output |  | [0. 0.03448276 0.06896552 0.10344828 0.13793103 0.17241379 0.20689655 0.24137931 0.27586207 0.31034483 0.34482759 0.37931034 0.4137931 0.44827586 0.48275862 0.51724138 0.55172414 0.5862069 0.62068966 0.65517241 0.68965517 0.72413793 0.75862069 0.79310345 0.82758621 0.86206897 0.89655172 0.93103448 0.96551724 1. ]
blade.opt_var.layer_5_opt | output | m | [0. 0. 0. 0.0151551 0.02659419 0.03838054 0.04863375 0.05706524 0.06593926 0.07399829 0.07952219 0.08035564 0.07552905 0.06548829 0.05371052 0.04289912 0.03358001 0.02375535 0.01434111 0.00715383 0.00416067 0.00301727 0.0021994 0.00162397 0. 0. 0. 0. 0. 0. ]
blade.opt_var.s_opt_layer_6 | output |  | [0. 0.03448276 0.06896552 0.10344828 0.13793103 0.17241379 0.20689655 0.24137931 0.27586207 0.31034483 0.34482759 0.37931034 0.4137931 0.44827586 0.48275862 0.51724138 0.55172414 0.5862069 0.62068966 0.65517241 0.68965517 0.72413793 0.75862069 0.79310345 0.82758621 0.86206897 0.89655172 0.93103448 0.96551724 1. ]
blade.opt_var.layer_6_opt | output | m | [0. 0. 0. 0.0151551 0.02659419 0.03838054 0.04863375 0.05706524 0.06593926 0.07399829 0.07952219 0.08035564 0.07552905 0.06548829 0.05371052 0.04289912 0.03358001 0.02375535 0.01434111 0.00715383 0.00416067 0.00301727 0.0021994 0.00162397 0. 0. 0. 0. 0. 0. ]
blade.opt_var.s_opt_layer_7 | output |  | [0. 0.03448276 0.06896552 0.10344828 0.13793103 0.17241379 0.20689655 0.24137931 0.27586207 0.31034483 0.34482759 0.37931034 0.4137931 0.44827586 0.48275862 0.51724138 0.55172414 0.5862069 0.62068966 0.65517241 0.68965517 0.72413793 0.75862069 0.79310345 0.82758621 0.86206897 0.89655172 0.93103448 0.96551724 1. ]
blade.opt_var.layer_7_opt | output | m | [0. 0. 0. 0.05972906 0.0570197 0.05431034 0.05160099 0.04889163 0.04618227 0.04347291 0.04076355 0.03805419 0.03534483 0.03263547 0.02992611 0.02721675 0.02450739 0.02179803 0.01908867 0.01637931 0.01366995 0.01096059 0.00825123 0.00554187 0. 0. 0. 0. 0. 0. ]
blade.opt_var.s_opt_layer_8 | output |  | [0. 0.03448276 0.06896552 0.10344828 0.13793103 0.17241379 0.20689655 0.24137931 0.27586207 0.31034483 0.34482759 0.37931034 0.4137931 0.44827586 0.48275862 0.51724138 0.55172414 0.5862069 0.62068966 0.65517241 0.68965517 0.72413793 0.75862069 0.79310345 0.82758621 0.86206897 0.89655172 0.93103448 0.96551724 1. ]
blade.opt_var.layer_8_opt | output | m | [0. 0. 0. 0.05972906 0.0570197 0.05431034 0.05160099 0.04889163 0.04618227 0.04347291 0.04076355 0.03805419 0.03534483 0.03263547 0.02992611 0.02721675 0.02450739 0.02179803 0.01908867 0.01637931 0.01366995 0.01096059 0.00825123 0.00554187 0. 0. 0. 0. 0. 0. ]
blade.opt_var.s_opt_layer_9 | output |  | [0. 0.03448276 0.06896552 0.10344828 0.13793103 0.17241379 0.20689655 0.24137931 0.27586207 0.31034483 0.34482759 0.37931034 0.4137931 0.44827586 0.48275862 0.51724138 0.55172414 0.5862069 0.62068966 0.65517241 0.68965517 0.72413793 0.75862069 0.79310345 0.82758621 0.86206897 0.89655172 0.93103448 0.96551724 1. ]
blade.opt_var.layer_9_opt | output | m | [0. 0. 0. 0.05972906 0.0570197 0.05431034 0.05160099 0.04889163 0.04618227 0.04347291 0.04076355 0.03805419 0.03534483 0.03263547 0.02992611 0.02721675 0.02450739 0.02179803 0.01908867 0.01637931 0.01366995 0.01096059 0.00825123 0.00554187 0. 0. 0. 0. 0. 0. ]
blade.opt_var.s_opt_layer_10 | output |  | [0. 0.03448276 0.06896552 0.10344828 0.13793103 0.17241379 0.20689655 0.24137931 0.27586207 0.31034483 0.34482759 0.37931034 0.4137931 0.44827586 0.48275862 0.51724138 0.55172414 0.5862069 0.62068966 0.65517241 0.68965517 0.72413793 0.75862069 0.79310345 0.82758621 0.86206897 0.89655172 0.93103448 0.96551724 1. ]
blade.opt_var.layer_10_opt | output | m | [0. 0. 0. 0.05972906 0.0570197 0.05431034 0.05160099 0.04889163 0.04618227 0.04347291 0.04076355 0.03805419 0.03534483 0.03263547 0.02992611 0.02721675 0.02450739 0.02179803 0.01908867 0.01637931 0.01366995 0.01096059 0.00825123 0.00554187 0. 0. 0. 0. 0. 0. ]
blade.opt_var.s_opt_layer_11 | output |  | [0. 0.03448276 0.06896552 0.10344828 0.13793103 0.17241379 0.20689655 0.24137931 0.27586207 0.31034483 0.34482759 0.37931034 0.4137931 0.44827586 0.48275862 0.51724138 0.55172414 0.5862069 0.62068966 0.65517241 0.68965517 0.72413793 0.75862069 0.79310345 0.82758621 0.86206897 0.89655172 0.93103448 0.96551724 1. ]
blade.opt_var.layer_11_opt | output | m | [0.05 0.04081969 0.03226966 0.02415612 0.01564759 0.00867322 0.00473378 0.00312627 0.00227767 0.00203461 0.00200053 0.00200002 0.002 0.002 0.002 0.002 0.002 0.002 0.002 0.002 0.002 0.002 0.002 0.002 0.00180323 0.00131224 0.00104021 0.00100135 0.001 0.001 ]
blade.opt_var.s_opt_layer_12 | output |  | [0. 0.03448276 0.06896552 0.10344828 0.13793103 0.17241379 0.20689655 0.24137931 0.27586207 0.31034483 0.34482759 0.37931034 0.4137931 0.44827586 0.48275862 0.51724138 0.55172414 0.5862069 0.62068966 0.65517241 0.68965517 0.72413793 0.75862069 0.79310345 0.82758621 0.86206897 0.89655172 0.93103448 0.96551724 1. ]
blade.opt_var.layer_12_opt | output | m | [0. 0. 0. 0.00199391 0.00193306 0.00187221 0.00181136 0.00175051 0.00168966 0.0016288 0.00156795 0.0015071 0.00144625 0.0013854 0.00132454 0.00126369 0.00120284 0.00114199 0.00108114 0.00102028 0.00095943 0.00089858 0.00083773 0.00077688 0.00071602 0.00065517 0.00059432 0.00053347 0. 0. ]
blade.opt_var.s_opt_layer_13 | output |  | [0. 0.03448276 0.06896552 0.10344828 0.13793103 0.17241379 0.20689655 0.24137931 0.27586207 0.31034483 0.34482759 0.37931034 0.4137931 0.44827586 0.48275862 0.51724138 0.55172414 0.5862069 0.62068966 0.65517241 0.68965517 0.72413793 0.75862069 0.79310345 0.82758621 0.86206897 0.89655172 0.93103448 0.96551724 1. ]
blade.opt_var.layer_13_opt | output | m | [0. 0. 0. 0.04284584 0.04130426 0.03976268 0.0382211 0.03667951 0.03513793 0.03359635 0.03205477 0.03051318 0.0289716 0.02743002 0.02588844 0.02434686 0.02280527 0.02126369 0.01972211 0.01818053 0.01663895 0.01509736 0.01355578 0.0120142 0.01047262 0.00893103 0.00738945 0.00584787 0. 0. ]
blade.opt_var.s_opt_layer_14 | output |  | [0. 0.03448276 0.06896552 0.10344828 0.13793103 0.17241379 0.20689655 0.24137931 0.27586207 0.31034483 0.34482759 0.37931034 0.4137931 0.44827586 0.48275862 0.51724138 0.55172414 0.5862069 0.62068966 0.65517241 0.68965517 0.72413793 0.75862069 0.79310345 0.82758621 0.86206897 0.89655172 0.93103448 0.96551724 1. ]
blade.opt_var.layer_14_opt | output | m | [0. 0. 0. 0.00199391 0.00193306 0.00187221 0.00181136 0.00175051 0.00168966 0.0016288 0.00156795 0.0015071 0.00144625 0.0013854 0.00132454 0.00126369 0.00120284 0.00114199 0.00108114 0.00102028 0.00095943 0.00089858 0.00083773 0.00077688 0.00071602 0.00065517 0.00059432 0.00053347 0. 0. ]
blade.opt_var.s_opt_layer_15 | output |  | [0. 0.03448276 0.06896552 0.10344828 0.13793103 0.17241379 0.20689655 0.24137931 0.27586207 0.31034483 0.34482759 0.37931034 0.4137931 0.44827586 0.48275862 0.51724138 0.55172414 0.5862069 0.62068966 0.65517241 0.68965517 0.72413793 0.75862069 0.79310345 0.82758621 0.86206897 0.89655172 0.93103448 0.96551724 1. ]
blade.opt_var.layer_15_opt | output | m | [0. 0. 0. 0.00199391 0.00193306 0.00187221 0.00181136 0.00175051 0.00168966 0.0016288 0.00156795 0.0015071 0.00144625 0.0013854 0.00132454 0.00126369 0.00120284 0.00114199 0.00108114 0.00102028 0.00095943 0.00089858 0.00083773 0.00077688 0.00071602 0.00065517 0.00059432 0.00053347 0. 0. ]
blade.opt_var.s_opt_layer_16 | output |  | [0. 0.03448276 0.06896552 0.10344828 0.13793103 0.17241379 0.20689655 0.24137931 0.27586207 0.31034483 0.34482759 0.37931034 0.4137931 0.44827586 0.48275862 0.51724138 0.55172414 0.5862069 0.62068966 0.65517241 0.68965517 0.72413793 0.75862069 0.79310345 0.82758621 0.86206897 0.89655172 0.93103448 0.96551724 1. ]
blade.opt_var.layer_16_opt | output | m | [0. 0. 0. 0.04284584 0.04130426 0.03976268 0.0382211 0.03667951 0.03513793 0.03359635 0.03205477 0.03051318 0.0289716 0.02743002 0.02588844 0.02434686 0.02280527 0.02126369 0.01972211 0.01818053 0.01663895 0.01509736 0.01355578 0.0120142 0.01047262 0.00893103 0.00738945 0.00584787 0. 0. ]
blade.opt_var.s_opt_layer_17 | output |  | [0. 0.03448276 0.06896552 0.10344828 0.13793103 0.17241379 0.20689655 0.24137931 0.27586207 0.31034483 0.34482759 0.37931034 0.4137931 0.44827586 0.48275862 0.51724138 0.55172414 0.5862069 0.62068966 0.65517241 0.68965517 0.72413793 0.75862069 0.79310345 0.82758621 0.86206897 0.89655172 0.93103448 0.96551724 1. ]
blade.opt_var.layer_17_opt | output | m | [0. 0. 0. 0.00199391 0.00193306 0.00187221 0.00181136 0.00175051 0.00168966 0.0016288 0.00156795 0.0015071 0.00144625 0.0013854 0.00132454 0.00126369 0.00120284 0.00114199 0.00108114 0.00102028 0.00095943 0.00089858 0.00083773 0.00077688 0.00071602 0.00065517 0.00059432 0.00053347 0. 0. ]
blade.outer_shape_bem.af_position | output |  | [0. 0.02192979 0.0657893 0.10964876 0.15350826 0.19736777 0.24122769 0.2850876 0.32894711 0.37280661 0.41666612 0.46052562 0.50438512 0.54824463 0.59210413 0.63596364 0.67982314 0.72368306 0.76754298 0.81140165 0.85526033 0.89911983 0.94297934 0.97368182 0.98683884 0.99561157 1. ] | 1D array of the non dimensional positions of the airfoils af_used defined along blade span.
blade.outer_shape_bem.s | output |  | [0. 0.03448276 0.06896552 0.10344828 0.13793103 0.17241379 0.20689655 0.24137931 0.27586207 0.31034483 0.34482759 0.37931034 0.4137931 0.44827586 0.48275862 0.51724138 0.55172414 0.5862069 0.62068966 0.65517241 0.68965517 0.72413793 0.75862069 0.79310345 0.82758621 0.86206897 0.89655172 0.93103448 0.96551724 1. ] | 1D array of the non-dimensional spanwise grid defined along blade axis (0-blade root, 1-blade tip)
blade.outer_shape_bem.chord | output | m | [5. 5. 5.00260989 5.2480683 5.68201728 6.23616503 6.72749243 7. 7. 7. 6.98183684 6.87665127 6.68776951 6.4039089 6.04770743 5.69841438 5.41172253 5.15989218 4.90713585 4.65624341 4.39302948 4.10244436 3.84568831 3.62340492 3.39079802 3.13728849 2.90194672 2.65905396 2.40367374 1.19 ] | 1D array of the chord values defined along blade span.
blade.outer_shape_bem.twist | output | rad | [ 0. 0.71108204 0.71010059 0.62110926 0.48126332 0.35494216 0.26821741 0.21192099 0.18140141 0.15852501 0.13658278 0.11252435 0.08642306 0.06482777 0.04778457 0.03510491 0.02572079 0.01779535 0.00639055 -0.0069435 -0.01885381 -0.02725267 -0.03545553 -0.04197126 -0.04408781 -0.04456735 -0.04574229 -0.04908141 -0.05272335 -0.06340223] | 1D array of the twist values defined along blade span. The twist is defined positive for negative rotations around the z axis (the same as in BeamDyn).
blade.outer_shape_bem.pitch_axis | output |  | [0.5 0.5 0.49663095 0.28721906 0.275 0.275 0.275 0.275 0.275 0.275 0.275 0.275 0.275 0.275 0.275 0.275 0.275 0.275 0.275 0.275 0.275 0.275 0.275 0.275 0.275 0.275 0.275 0.275 0.275 0.275 ] | 1D array of the chordwise position of the pitch axis (0-LE, 1-TE), defined along blade span.
blade.outer_shape_bem.r_thick_yaml_interp | output |  | [0. 0. 0. 0. 0. 0. 0. 0. 0. 0. 0. 0. 0. 0. 0. 0. 0. 0. 0. 0. 0. 0. 0. 0. 0. 0. 0. 0. 0. 0.] | 1D array of the relative thickness values defined along blade span.
blade.outer_shape_bem.ref_axis | output | m | [[ 0. 0. 0. ] [ 0. 0. 4.17241409] [ 0. 0. 8.34482728] [ 0. 0. 12.51724135] [ 0. 0. 16.68965562] [ 0. 0. 20.86206926] [ 0. 0. 25.03448247] [ 0. 0. 29.20689606] [ 0. 0. 33.37931064] [ 0. 0. 37.55172413] [ 0. 0. 41.72413776] [ 0. 0. 45.89655186] [ 0. 0. 50.06896501] [ 0. 0. 54.24137912] [ 0. 0. 58.41379341] [ 0. 0. 62.58620722] [ 0. 0. 66.75862046] [ 0. 0. 70.93103474] [ 0. 0. 75.10344804] [ 0. 0. 79.27586181] [ 0. 0. 83.44827591] [ 0. 0. 87.62068939] [ 0. 0. 91.79310285] [ 0. 0. 95.96551723] [ 0. 0. 100.13793134] [ 0. 0. 104.31034494] [ 0. 0. 108.48275919] [ 0. 0. 112.65517245] [ 0. 0. 116.82758588] [ 0. 0. 121. ]] | 2D array of the coordinates (x,y,z) of the blade reference axis, defined along blade span. The coordinate system is the one of BeamDyn: it is placed at blade root with x pointing the suction side of the blade, y pointing the trailing edge and z along the blade span. A standard configuration will have negative x values (prebend), if swept positive y values, and positive z values.
blade.pa.twist_param | output | rad | [ 0. 0.71108204 0.71010059 0.62110926 0.48126332 0.35494216 0.26821741 0.21192099 0.18140141 0.15852501 0.13658278 0.11252435 0.08642306 0.06482777 0.04778457 0.03510491 0.02572079 0.01779535 0.00639055 -0.0069435 -0.01885381 -0.02725267 -0.03545553 -0.04197126 -0.04408781 -0.04456735 -0.04574229 -0.04908141 -0.05272335 -0.06340223] | 1D array of the twist values defined along blade span. The twist is the result of the parameterization.
blade.pa.chord_param | output | m | [5. 5. 5.00260989 5.2480683 5.68201728 6.23616503 6.72749243 7. 7. 7. 6.98183684 6.87665127 6.68776951 6.4039089 6.04770743 5.69841438 5.41172253 5.15989218 4.90713585 4.65624341 4.39302948 4.10244436 3.84568831 3.62340492 3.39079802 3.13728849 2.90194672 2.65905396 2.40367374 1.19 ] | 1D array of the chord values defined along blade span. The chord is the result of the parameterization.
blade.pa.max_chord_constr | output |  | [1.05263158 1.05263158 1.05318103 1.10485648 1.19621416 1.31287685 1.4163142 1.47368421 1.47368421 1.47368421 1.46986039 1.44771606 1.40795148 1.34819135 1.27320156 1.19966619 1.13931001 1.08629309 1.03308123 0.98026177 0.92484831 0.8636725 0.80961859 0.76282209 0.71385221 0.66048179 0.61093615 0.55980083 0.50603658 0.25052632] | 1D array of the ratio between chord values and maximum chord along blade span.
blade.ps.layer_thickness_param | output | m | [[0.0005 0.0005 0.0005 0.0005 0.0005 0.0005 0.0005 0.0005 0.0005 0.0005 0.0005 0.0005 0.0005 0.0005 0.0005 0.0005 0.0005 0.0005 0.0005 0.0005 0.0005 0.0005 0.0005 0.0005 0.0005 0.0005 0.0005 0.0005 0.0005 0.0005 ] [0.05 0.04081969 0.03226966 0.02415612 0.01564759 0.00867322 0.00473378 0.00312627 0.00227767 0.00203461 0.00200053 0.00200002 0.002 0.002 0.002 0.002 0.002 0.002 0.002 0.002 0.002 0.002 0.002 0.002 0.00180323 0.00131224 0.00104021 0.00100135 0.001 0.001 ] [0.0001 0.00438147 0.0150519 0.03035182 0.04746369 0.06362935 0.07611578 0.08317021 0.08937909 0.09450151 0.09777677 0.09841932 0.09739565 0.09512692 0.09226371 0.08925432 0.08635675 0.0832791 0.07972353 0.07549254 0.0699988 0.06112214 0.04860463 0.03545513 0.02466062 0.01776472 0.01194345 0.00691416 0.00324837 0.001 ] [0.0001 0.00438147 0.0150519 0.03035182 0.04746369 0.06362935 0.07611578 0.08317021 0.08937909 0.09450151 0.09777677 0.09841932 0.09739565 0.09512692 0.09226371 0.08925432 0.08635675 0.0832791 0.07972353 0.07549254 0.0699988 0.06112214 0.04860463 0.03545513 0.02466062 0.01776472 0.01194345 0.00691416 0.00324837 0.001 ] [0. 0. 0. 0.00299507 0.00294581 0.00289655 0.00284729 0.00279803 0.00274877 0.00269951 0.00265025 0.00260099 0.00255172 0.00250246 0.0024532 0.00240394 0.00235468 0.00230542 0.00225616 0.0022069 0.00215764 0.00210837 0.00205911 0.00200985 0. 0. 0. 0. 0. 0. ] [0. 0. 0. 0.0151551 0.02659419 0.03838054 0.04863375 0.05706524 0.06593926 0.07399829 0.07952219 0.08035564 0.07552905 0.06548829 0.05371052 0.04289912 0.03358001 0.02375535 0.01434111 0.00715383 0.00416067 0.00301727 0.0021994 0.00162397 0. 0. 0. 0. 0. 0. ] [0. 0. 0. 0.0151551 0.02659419 0.03838054 0.04863375 0.05706524 0.06593926 0.07399829 0.07952219 0.08035564 0.07552905 0.06548829 0.05371052 0.04289912 0.03358001 0.02375535 0.01434111 0.00715383 0.00416067 0.00301727 0.0021994 0.00162397 0. 0. 0. 0. 0. 0. ] [0. 0. 0. 0.05972906 0.0570197 0.05431034 0.05160099 0.04889163 0.04618227 0.04347291 0.04076355 0.03805419 0.03534483 0.03263547 0.02992611 0.02721675 0.02450739 0.02179803 0.01908867 0.01637931 0.01366995 0.01096059 0.00825123 0.00554187 0. 0. 0. 0. 0. 0. ] [0. 0. 0. 0.05972906 0.0570197 0.05431034 0.05160099 0.04889163 0.04618227 0.04347291 0.04076355 0.03805419 0.03534483 0.03263547 0.02992611 0.02721675 0.02450739 0.02179803 0.01908867 0.01637931 0.01366995 0.01096059 0.00825123 0.00554187 0. 0. 0. 0. 0. 0. ] [0. 0. 0. 0.05972906 0.0570197 0.05431034 0.05160099 0.04889163 0.04618227 0.04347291 0.04076355 0.03805419 0.03534483 0.03263547 0.02992611 0.02721675 0.02450739 0.02179803 0.01908867 0.01637931 0.01366995 0.01096059 0.00825123 0.00554187 0. 0. 0. 0. 0. 0. ] [0. 0. 0. 0.05972906 0.0570197 0.05431034 0.05160099 0.04889163 0.04618227 0.04347291 0.04076355 0.03805419 0.03534483 0.03263547 0.02992611 0.02721675 0.02450739 0.02179803 0.01908867 0.01637931 0.01366995 0.01096059 0.00825123 0.00554187 0. 0. 0. 0. 0. 0. ] [0.05 0.04081969 0.03226966 0.02415612 0.01564759 0.00867322 0.00473378 0.00312627 0.00227767 0.00203461 0.00200053 0.00200002 0.002 0.002 0.002 0.002 0.002 0.002 0.002 0.002 0.002 0.002 0.002 0.002 0.00180323 0.00131224 0.00104021 0.00100135 0.001 0.001 ] [0. 0. 0. 0.00199391 0.00193306 0.00187221 0.00181136 0.00175051 0.00168966 0.0016288 0.00156795 0.0015071 0.00144625 0.0013854 0.00132454 0.00126369 0.00120284 0.00114199 0.00108114 0.00102028 0.00095943 0.00089858 0.00083773 0.00077688 0.00071602 0.00065517 0.00059432 0.00053347 0. 0. ] [0. 0. 0. 0.04284584 0.04130426 0.03976268 0.0382211 0.03667951 0.03513793 0.03359635 0.03205477 0.03051318 0.0289716 0.02743002 0.02588844 0.02434686 0.02280527 0.02126369 0.01972211 0.01818053 0.01663895 0.01509736 0.01355578 0.0120142 0.01047262 0.00893103 0.00738945 0.00584787 0. 0. ] [0. 0. 0. 0.00199391 0.00193306 0.00187221 0.00181136 0.00175051 0.00168966 0.0016288 0.00156795 0.0015071 0.00144625 0.0013854 0.00132454 0.00126369 0.00120284 0.00114199 0.00108114 0.00102028 0.00095943 0.00089858 0.00083773 0.00077688 0.00071602 0.00065517 0.00059432 0.00053347 0. 0. ] [0. 0. 0. 0.00199391 0.00193306 0.00187221 0.00181136 0.00175051 0.00168966 0.0016288 0.00156795 0.0015071 0.00144625 0.0013854 0.00132454 0.00126369 0.00120284 0.00114199 0.00108114 0.00102028 0.00095943 0.00089858 0.00083773 0.00077688 0.00071602 0.00065517 0.00059432 0.00053347 0. 0. ] [0. 0. 0. 0.04284584 0.04130426 0.03976268 0.0382211 0.03667951 0.03513793 0.03359635 0.03205477 0.03051318 0.0289716 0.02743002 0.02588844 0.02434686 0.02280527 0.02126369 0.01972211 0.01818053 0.01663895 0.01509736 0.01355578 0.0120142 0.01047262 0.00893103 0.00738945 0.00584787 0. 0. ] [0. 0. 0. 0.00199391 0.00193306 0.00187221 0.00181136 0.00175051 0.00168966 0.0016288 0.00156795 0.0015071 0.00144625 0.0013854 0.00132454 0.00126369 0.00120284 0.00114199 0.00108114 0.00102028 0.00095943 0.00089858 0.00083773 0.00077688 0.00071602 0.00065517 0.00059432 0.00053347 0. 0. ]] | 2D array of the thickness of the layers of the blade structure after the parametrization. The first dimension represents each layer, the second dimension represents each entry along blade span.
bos.plant_turbine_spacing | output |  | [7.] | Distance between turbines in rotor diameters
bos.plant_row_spacing | output |  | [7.] | Distance between turbine rows in rotor diameters
bos.commissioning_pct | output |  | [0.01]
bos.decommissioning_pct | output |  | [0.15]
bos.distance_to_substation | output | km | [1.]
bos.distance_to_interconnection | output | km | [8.5]
bos.site_distance | output | km | [115.]
bos.distance_to_landfall | output | km | [50.]
bos.port_cost_per_month | output | USD/mo | [2000000.]
bos.site_auction_price | output | USD | [1.e+08]
bos.site_assessment_plan_cost | output | USD | [1000000.]
bos.site_assessment_cost | output | USD | [25000000.]
bos.construction_operations_plan_cost | output | USD | [2500000.]
bos.boem_review_cost | output | USD | [0.]
bos.design_install_plan_cost | output | USD | [2500000.]
configuration.rated_power | output | W | [22000000.] | Electrical rated power of the generator.
configuration.lifetime | output | year | [25.] | Turbine design lifetime.
configuration.rotor_diameter_user | output | m | [280.] | Diameter of the rotor specified by the user. It is defined as two times the blade length plus the hub diameter.
configuration.hub_height_user | output | m | [166.] | Height of the hub center over the ground (land-based) or the mean sea level (offshore) specified by the user.
configuration.ws_class | output | Unavailable | I | IEC wind turbine class. I - offshore, II coastal, III - land-based, IV - low wind speed site.
configuration.turb_class | output | Unavailable | B | IEC wind turbine category. A - high turbulence intensity (land-based), B - mid turbulence, C - low turbulence (offshore).
configuration.gearbox_type | output | Unavailable | direct_drive | Gearbox configuration (geared, direct-drive, etc.).
configuration.rotor_orientation | output | Unavailable | upwind | Rotor orientation, either upwind or downwind.
configuration.upwind | output | Unavailable | TRUE | Convenient boolean for upwind (True) or downwind (False).
configuration.n_blades | output | Unavailable | 3 | Number of blades of the rotor.
control.V_in | output | m/s | [3.] | Cut in wind speed. This is the wind speed where region II begins.
control.V_out | output | m/s | [25.] | Cut out wind speed. This is the wind speed where region III ends.
control.minOmega | output | rad/s | [0.52359878] | Minimum allowed rotor speed.
control.maxOmega | output | rad/s | [0.79168135] | Maximum allowed rotor speed.
control.max_TS | output | m/s | [95.] | Maximum allowed blade tip speed.
control.max_pitch_rate | output | rad/s | [0.03490659] | Maximum allowed blade pitch rate
control.max_torque_rate | output | N*m/s | [1500000.] | Maximum allowed generator torque rate
control.rated_TSR | output |  | [9.] | Constant tip speed ratio in region II.
control.rated_pitch | output | rad | [0.] | Constant pitch angle in region II.
costs.offset_tcc_per_kW | output | USD/kW | [0.] | Offset to turbine capital cost
costs.bos_per_kW | output | USD/kW | [4053.] | Balance of station/plant capital cost
costs.opex_per_kW | output | USD/kW/year | [137.] | Average annual operational expenditures of the turbine
costs.wake_loss_factor | output |  | [0.15] | The losses in AEP due to waked conditions
costs.fixed_charge_rate | output |  | [0.056] | Fixed charge rate for coe calculation
costs.labor_rate | output | USD/h | [58.8]
costs.painting_rate | output | USD/m**2 | [30.]
costs.blade_mass_cost_coeff | output | USD/kg | [14.6]
costs.hub_mass_cost_coeff | output | USD/kg | [3.9]
costs.pitch_system_mass_cost_coeff | output | USD/kg | [22.1]
costs.spinner_mass_cost_coeff | output | USD/kg | [11.1]
costs.lss_mass_cost_coeff | output | USD/kg | [11.9]
costs.bearing_mass_cost_coeff | output | USD/kg | [4.5]
costs.gearbox_torque_cost | output | USD/kN/m | [50.]
costs.hss_mass_cost_coeff | output | USD/kg | [6.8]
costs.generator_mass_cost_coeff | output | USD/kg | [12.4]
costs.bedplate_mass_cost_coeff | output | USD/kg | [2.9]
costs.yaw_mass_cost_coeff | output | USD/kg | [8.3]
costs.converter_mass_cost_coeff | output | USD/kg | [18.8]
costs.transformer_mass_cost_coeff | output | USD/kg | [18.8]
costs.hvac_mass_cost_coeff | output | USD/kg | [124.]
costs.cover_mass_cost_coeff | output | USD/kg | [5.7]
costs.elec_connec_machine_rating_cost_coeff | output | USD/kW | [41.85]
costs.platforms_mass_cost_coeff | output | USD/kg | [17.1]
costs.tower_mass_cost_coeff | output | USD/kg | [2.9]
costs.controls_machine_rating_cost_coeff | output | USD/kW | [21.15]
costs.crane_cost | output | USD | [12000.]
costs.electricity_price | output | USD/kW/h | [0.04]
costs.reserve_margin_price | output | USD/kW/year | [120.]
costs.capacity_credit | output |  | [0.]
costs.benchmark_price | output | USD/kW/h | [0.071]
costs.turbine_number | output | Unavailable | 40 | Number of turbines at plant
env.rho_air | output | kg/m**3 | [1.225] | Density of air
env.mu_air | output | kg/m/s | [1.81e-05] | Dynamic viscosity of air
env.shear_exp | output |  | [0.12] | Shear exponent of the wind.
env.speed_sound_air | output | m/s | [340.] | Speed of sound in air.
env.weibull_k | output |  | [2.] | Shape parameter of the Weibull probability density function of the wind.
env.rho_water | output | kg/m**3 | [1025.] | Density of ocean water
env.mu_water | output | kg/m/s | [0.0013351] | Dynamic viscosity of ocean water
env.water_depth | output | m | [20.] | Water depth for analysis. Values > 0 mean offshore
env.Hsig_wave | output | m | [4.52] | Significant wave height
env.Tsig_wave | output | s | [9.45] | Significant wave period
env.G_soil | output | N/m**2 | [1.4e+08] | Shear stress of soil
env.nu_soil | output |  | [0.4] | Poisson ratio of soil
generator.B_r | output | T | [1.279]
generator.P_Fe0e | output | W/kg | [1.]
generator.P_Fe0h | output | W/kg | [4.]
generator.S_N | output |  | [-0.002]
generator.alpha_p | output |  | [1.09955743]
generator.b_r_tau_r | output |  | [0.45]
generator.b_ro | output | m | [0.004]
generator.b_s_tau_s | output |  | [0.45]
generator.b_so | output | m | [0.004]
generator.cofi | output |  | [0.9]
generator.freq | output | Hz | [60.]
generator.h_i | output | m | [0.004]
generator.h_sy0 | output |  | [0.]
generator.h_w | output | m | [0.005]
generator.k_fes | output |  | [0.8]
generator.k_fillr | output |  | [0.55]
generator.k_fills | output |  | [0.65]
generator.k_s | output |  | [0.2]
generator.mu_0 | output | m*kg/s**2/A**2 | [1.25663706e-06]
generator.mu_r | output | m*kg/s**2/A**2 | [1.06]
generator.p | output |  | [100.]
generator.phi | output | rad | [1.57079633]
generator.ratio_mw2pp | output |  | [0.8]
generator.resist_Cu | output | ohm/m | [2.52e-08]
generator.sigma | output | Pa | [60000.]
generator.y_tau_p | output |  | [0.8]
generator.y_tau_pr | output |  | [0.8333333]
generator.I_0 | output | A | [0.]
generator.d_r | output | m | [0.]
generator.h_m | output | m | [0.09953851]
generator.h_0 | output | m | [0.05]
generator.h_s | output | m | [0.37694491]
generator.len_s | output | m | [2.23961662]
generator.n_r | output |  | [0.]
generator.rad_ag | output | m | [5.12623359]
generator.t_wr | output | m | [0.]
generator.n_s | output |  | [0.]
generator.b_st | output | m | [0.]
generator.d_s | output | m | [0.]
generator.t_ws | output | m | [0.]
generator.rho_Copper | output | kg/m**3 | [8900.]
generator.rho_Fe | output | kg/m**3 | [7700.]
generator.rho_Fes | output | kg/m**3 | [7850.]
generator.rho_PM | output | kg/m**3 | [7450.]
generator.C_Cu | output | USD/kg | [4.786]
generator.C_Fe | output | USD/kg | [0.556]
generator.C_Fes | output | USD/kg | [0.50139]
generator.C_PM | output | USD/kg | [50.]
generator.N_c | output |  | [2.]
generator.b | output |  | [2.]
generator.c | output |  | [5.]
generator.E_p | output | V | [1905.25588833]
generator.h_yr | output | m | [0.03617595]
generator.h_ys | output | m | [0.03618115]
generator.h_sr | output | m | [0.04677116] | Structural Mass
generator.h_ss | output | m | [0.04650826]
generator.t_r | output | m | [0.06076571]
generator.t_s | output | m | [0.06065214]
generator.u_allow_pcent | output |  | [8.5]
generator.y_allow_pcent | output |  | [1.]
generator.z_allow_deg | output | deg | [0.05]
generator.B_tmax | output | T | [1.9]
generator.m | output | Unavailable | 3
generator.q1 | output | Unavailable | 5
generator.q2 | output | Unavailable | 4
high_level_tower_props.tower_ref_axis | output | m | [[ 0. 0. 15. ] [ 0. 0. 49.38182432] [ 0. 0. 98.49871622] [ 0. 0. 127.96885135] [ 0. 0. 160.386 ]] | 2D array of the coordinates (x,y,z) of the tower reference axis. The coordinate system is the global coordinate system of OpenFAST: it is placed at tower base with x pointing downwind, y pointing on the side and z pointing vertically upwards. A standard tower configuration will have zero x and y values and positive z values.
high_level_tower_props.hub_height | output | m | [166.] | Height of the hub in the global reference system, i.e. distance rotor center to ground.
hub.radius | output | m | [5.] | Radius of the hub. It defines the distance of the blade root from the rotor center along the coned line.
hub.cone | output | rad | [0.06981317] | Cone angle of the rotor. It defines the angle between the rotor plane and the blade pitch axis. A standard machine has positive values.
hub.flange_t2shell_t | output |  | [6.]
hub.flange_OD2hub_D | output |  | [0.6]
hub.flange_ID2flange_OD | output |  | [0.8]
hub.hub_stress_concentration | output |  | [3.]
hub.clearance_hub_spinner | output | m | [0.5]
hub.spin_hole_incr | output |  | [1.2]
hub.pitch_system_scaling_factor | output |  | [0.75]
hub.hub_in2out_circ | output |  | [1.2]
hub.n_front_brackets | output | Unavailable | 5
hub.n_rear_brackets | output | Unavailable | 5
hub.hub_material | output | Unavailable | cast_iron
hub.spinner_material | output | Unavailable | glass_uni
materials.ply_t | output | m | [0. 0. 0. 0. 0.005 0.00515873 0.001 0.001 0. 0. 0. ] | 1D array of the ply thicknesses of the materials. Non-composite materials are kept at 0.
materials.fvf | output |  | [0. 0. 0. 0. 0.57 0.10769231 0.57 0.57 0. 0. 0. ] | 1D array of the non-dimensional fiber volume fraction of the composite materials. Non-composite materials are kept at 0.
materials.fwf | output |  | [0. 0. 0. 0. 0.74506827 0.15889029 0.74506827 0.74506827 0. 0. 0. ] | 1D array of the non-dimensional fiber weight- fraction of the composite materials. Non-composite materials are kept at 0.
materials.E | output | Pa | [[3.440e+09 3.440e+09 3.440e+09] [2.000e+11 2.000e+11 2.000e+11] [2.050e+11 2.050e+11 2.050e+11] [1.180e+11 1.180e+11 1.180e+11] [4.460e+10 1.700e+10 1.670e+10] [1.145e+11 8.390e+09 8.390e+09] [1.110e+10 1.110e+10 1.670e+10] [2.870e+10 1.660e+10 1.670e+10] [1.292e+08 1.292e+08 1.292e+08] [1.000e+06 1.000e+06 1.000e+06] [4.560e+06 4.560e+06 4.560e+06]] | 2D array of the Youngs moduli of the materials. Each row represents a material, the three columns represent E11, E22 and E33.
materials.G | output | Pa | [[1.32300000e+09 1.32300000e+09 1.32300000e+09] [7.93000000e+10 7.93000000e+10 7.93000000e+10] [8.00000000e+10 8.00000000e+10 8.00000000e+10] [4.76000000e+10 4.76000000e+10 4.76000000e+10] [3.27000000e+09 3.48000000e+09 3.50000000e+09] [5.99000000e+09 5.99000000e+09 5.99000000e+09] [1.35300000e+10 3.49000000e+09 3.49000000e+09] [8.40000000e+09 3.49000000e+09 3.49000000e+09] [4.89469697e+07 4.89469697e+07 4.89469697e+07] [3.12500000e+05 3.12500000e+05 3.12500000e+05] [1.52000000e+06 1.52000000e+06 1.52000000e+06]] | 2D array of the shear moduli of the materials. Each row represents a material, the three columns represent G12, G13 and G23.
materials.nu | output |  | [[0.3 0.3 0.3 ] [0.3 0.3 0.3 ] [0.3 0.3 0.3 ] [0.3 0.3 0.3 ] [0.262 0.35 0.264] [0.27 0.27 0.27 ] [0.5 0. 0.066] [0.5 0. 0.17 ] [0.32 0.32 0.32 ] [0.3 0.3 0.3 ] [0.49 0.49 0.49 ]] | 2D array of the Poisson ratio of the materials. Each row represents a material, the three columns represent nu12, nu13 and nu23.
materials.Xt | output | Pa | [[7.400e+01 7.400e+01 7.400e+01] [4.500e+08 4.500e+08 4.500e+08] [8.140e+08 8.140e+08 8.140e+08] [3.100e+08 3.100e+08 3.100e+08] [6.092e+08 3.810e+07 1.529e+07] [1.546e+09 0.000e+00 0.000e+00] [4.290e+07 4.260e+07 1.530e+07] [3.960e+08 7.640e+07 1.530e+07] [2.083e+06 2.083e+06 2.083e+06] [0.000e+00 0.000e+00 0.000e+00] [6.900e+05 6.900e+05 6.900e+05]] | 2D array of the Ultimate Tensile Strength (UTS) of the materials. Each row represents a material, the three columns represent Xt12, Xt13 and Xt23.
materials.Xc | output | Pa | [[8.7000e+01 8.7000e+01 8.7000e+01] [4.5000e+08 4.5000e+08 4.5000e+08] [8.1400e+08 8.1400e+08 8.1400e+08] [3.1000e+08 3.1000e+08 3.1000e+08] [4.7471e+08 1.1264e+08 1.1322e+08] [1.0470e+09 0.0000e+00 0.0000e+00] [7.0700e+07 7.0700e+07 1.1320e+08] [4.4890e+08 1.7470e+08 1.1320e+08] [1.5630e+06 1.5630e+06 1.5630e+06] [0.0000e+00 0.0000e+00 0.0000e+00] [4.0000e+05 4.0000e+05 4.0000e+05]] | 2D array of the Ultimate Compressive Strength (UCS) of the materials. Each row represents a material, the three columns represent Xc12, Xc13 and Xc23.
materials.S | output | Pa | [[2.126e+07 2.126e+07 2.126e+07] [0.000e+00 0.000e+00 0.000e+00] [0.000e+00 0.000e+00 0.000e+00] [0.000e+00 0.000e+00 0.000e+00] [1.891e+07 1.724e+07 1.316e+07] [0.000e+00 0.000e+00 0.000e+00] [1.034e+08 1.720e+07 1.320e+07] [1.034e+08 1.720e+07 1.320e+07] [1.250e+06 1.250e+06 1.250e+06] [0.000e+00 0.000e+00 0.000e+00] [3.100e+05 3.100e+05 3.100e+05]] | 2D array of the Ultimate Shear Strength (USS) of the materials. Each row represents a material, the three columns represent S12, S13 and S23.
materials.sigma_y | output | Pa | [0.00e+00 3.45e+08 4.85e+08 2.65e+08 0.00e+00 0.00e+00 0.00e+00 0.00e+00 0.00e+00 0.00e+00 0.00e+00] | Yield stress of the material (in the principle direction for composites).
materials.wohler_exp | output |  | [ 1. 3. 3. 3. 10. 16.1 10. 10. 1. 1. 1. ] | Exponent of S-N Wohler fatigue curve in the form of S = A*N^-(1/m).
materials.wohler_intercept | output |  | [8.70000000e+01 3.55346484e+10 3.55346484e+10 3.55346484e+10 6.09200000e+08 1.54600000e+09 1.13200000e+08 4.48900000e+08 2.08300000e+06 0.00000000e+00 6.90000000e+05] | Stress-intercept (A) of S-N Wohler fatigue curve in the form of S = A*N^-(1/m), taken as ultimate stress unless otherwise specified.
materials.unit_cost | output | USD/kg | [ 7.23 0.7 0.9 0.5 1.87 30. 3. 2.86 13. 3.63 9. ] | 1D array of the unit costs of the materials.
materials.waste | output |  | [0.25 0. 0. 0. 0.05 0.05 0.15 0.15 0.2 0. 0. ] | 1D array of the non-dimensional waste fraction of the materials.
materials.roll_mass | output | kg | [ 0. 0. 0. 0. 0. 0. 181.4368 181.4368 0. 0. 0. ] | 1D array of the roll mass of the composite fabrics. Non-composite materials are kept at 0.
materials.orth | output | Unavailable | [0. 0. 0. 0. 1. 1. 1. 1. 0. 0. 0.] | 1D array of flags to set whether a material is isotropic (0) or orthtropic (1). Each entry represents a material.
monopile.s | output |  | [0. 0.46153846 0.53846154 0.61538462 0.76923077 0.92307692 1. ] | 1D array of the non-dimensional grid defined along the tower axis (0-tower base, 1-tower top)
monopile.height | output | m | [65.] | Scalar of the tower height computed along the z axis.
monopile.length | output | m | [65.] | Scalar of the tower length computed along its curved axis. A standard straight tower will be as high as long.
monopile.foundation_height | output | m | [-50.] | Foundation height in respect to the ground level.
monopile.diameter | output | m | [11. 11. 11. 11. 11. 11. 11.] | 1D array of the outer diameter values defined along the tower axis.
monopile.layer_thickness | output | m | [[0.03652964 0.03124426 0.10473598 0.02858946 0.09801381 0.02015991 0.0915232 ]] | 2D array of the thickness of the layers of the tower structure. The first dimension represents each layer, the second dimension represents each piecewise-constant entry of the tower sections.
monopile.outfitting_factor | output |  | [1.07] | Multiplier that accounts for secondary structure mass inside of tower
monopile.transition_piece_mass | output | kg | [100000.] | point mass of transition piece
monopile.transition_piece_cost | output | USD | [500000.] | cost of transition piece
monopile.gravity_foundation_mass | output | kg | [0.] | extra mass of gravity foundation
monopile.layer_name | output | Unavailable | ['monopile_wall'] | 1D array of the names of the layers modeled in the tower structure.
monopile.layer_mat | output | Unavailable | ['steel'] | 1D array of the names of the materials of each layer modeled in the tower structure.
nacelle.uptilt | output | rad | [0.10471976] | Nacelle uptilt angle. A standard machine has positive values.
nacelle.distance_tt_hub | output | m | [5.614] | Vertical distance from tower top plane to hub flange
nacelle.overhang | output | m | [12.0313] | Horizontal distance from tower top edge to hub flange
nacelle.gearbox_efficiency | output |  | [1.] | Efficiency of the gearbox. Set to 1.0 for direct-drive
nacelle.gearbox_mass_user | output | kg | [0.] | User override of gearbox mass.
nacelle.gearbox_torque_density | output | N*m/kg | [0.] | Torque density of the gearbox.
nacelle.gearbox_radius_user | output | m | [0.] | User override of gearbox radius (only used if gearbox_mass_user is > 0).
nacelle.gearbox_length_user | output | m | [0.] | User override of gearbox length (only used if gearbox_mass_user is > 0).
nacelle.gear_ratio | output |  | [1.] | Total gear ratio of drivetrain (use 1.0 for direct)
nacelle.distance_hub_mb | output | m | [2.] | Distance from hub flange to first main bearing along shaft
nacelle.distance_mb_mb | output | m | [1.] | Distance from first to second main bearing along shaft
nacelle.L_generator | output | m | [2.15] | Generator length along shaft
nacelle.lss_diameter | output | m | [3. 3.] | Diameter of low speed shaft
nacelle.lss_wall_thickness | output | m | [0.1 0.1] | Thickness of low speed shaft
nacelle.damping_ratio | output |  | [0.005] | Damping ratio for the drivetrain system
nacelle.brake_mass_user | output | kg | [0.] | Override regular regression-based calculation of brake mass with this value
nacelle.hvac_mass_coeff | output | kg/kW/m | [0.025] | Regression-based scaling coefficient on machine rating to get HVAC system mass
nacelle.converter_mass_user | output | kg | [0.] | Override regular regression-based calculation of converter mass with this value
nacelle.transformer_mass_user | output | kg | [0.] | Override regular regression-based calculation of transformer mass with this value
nacelle.nose_diameter | output | m | [2.2 2.2] | Diameter of nose (also called turret or spindle)
nacelle.nose_wall_thickness | output | m | [0.1 0.1] | Thickness of nose (also called turret or spindle)
nacelle.bedplate_wall_thickness | output | m | [0.05 0.05 0.05 0.05] | Thickness of hollow elliptical bedplate
nacelle.mb1Type | output | Unavailable | CARB | Type of main bearing: CARB / CRB / SRB / TRB
nacelle.mb2Type | output | Unavailable | SRB | Type of main bearing: CARB / CRB / SRB / TRB
nacelle.uptower | output | Unavailable | TRUE | If power electronics are located uptower (True) or at tower base (False)
nacelle.lss_material | output | Unavailable | steel_drive | Material name identifier for the low speed shaft
nacelle.hss_material | output | Unavailable | steel | Material name identifier for the high speed shaft
nacelle.bedplate_material | output | Unavailable | steel_drive | Material name identifier for the bedplate
tower.ref_axis | output | m | [[ 0. 0. 15.] [ 0. 0. 50.] [ 0. 0. 100.] [ 0. 0. 130.] [ 0. 0. 163.]] | 2D array of the coordinates (x,y,z) of the tower reference axis. The coordinate system is the global coordinate system of OpenFAST: it is placed at tower base with x pointing downwind, y pointing on the side and z pointing vertically upwards. A standard tower configuration will have zero x and y values and positive z values.
tower.diameter | output | m | [11. 11. 11. 9.65724723 6. ] | 1D array of the outer diameter values defined along the tower axis.
tower.cd | output |  | [0.5 0.5 0.5 0.5 0.5] | 1D array of the drag coefficients defined along the tower height.
tower.layer_thickness | output | m | [[0.07935307 0.05369073 0.03980298 0.01422061 0.02008105]] | 2D array of the thickness of the layers of the tower structure. The first dimension represents each layer, the second dimension represents each piecewise-constant entry of the tower sections.
tower.outfitting_factor | output |  | [1.07] | Multiplier that accounts for secondary structure mass inside of tower
tower.layer_name | output | Unavailable | ['tower_wall'] | 1D array of the names of the layers modeled in the tower structure.
tower.layer_mat | output | Unavailable | ['steel'] | 1D array of the names of the materials of each layer modeled in the tower structure.
tower_grid.s | output |  | [0. 0.23648649 0.57432432 0.77702703 1. ] | 1D array of the non-dimensional grid defined along the tower axis (0-tower base, 1-tower top)
tower_grid.height | output | m | [145.386] | Scalar of the tower height computed along the z axis.
tower_grid.length | output | m | [145.386] | Scalar of the tower length computed along its curved axis. A standard straight tower will be as high as long.
tower_grid.foundation_height | output | m | [15.] | Foundation height in respect to the ground level.